{"text_format":"1","workbook":"xlsx","n_sheets":2,"sheets":["Sheet1","Sheet2"],"not_rendered":{"charts":4,"images":0,"macros":1,"external_links":0,"defined_names":11,"comments":0,"pivot_tables":0},"unopened":[],"bounds":{"document_bytes":16777216,"sheet_cells":100000,"rows_first":2000,"rows_last":500,"rows_between":2000,"halvings":0,"cell_chars":16384,"cell_head_chars":4096},"cells_cut":0,"cells_raw":0,"read":"whole","date_system":"1900"}

{"sheet":"Sheet1","index":0,"n_rows":1204,"n_cols":5,"rows_kept":1204,"cut":false,"hidden":false,"merged":[]}
["Seven 7-T coils"]
[]
["L (cm)","Bx (T)",null,"100 nm particle"]
[-10,0.28066823000000002,"dB/dx","Force","Force/weight"]
[-9.8999995999999992,0.28178573000000001,{"$f":"(B5-B4)/ABS(A5-A4)*100","v":1.1174955300178648},{"$f":"B5*C5*0.0000000000000012","v":3.7787315243738514E-16},{"$f":"D5/weight","v":8.2658667590457515}]
[-9.8000001999999995,0.28290322000000001,{"$f":"(B6-B5)/ABS(A6-A5)*100","v":1.1174967049802316},{"$f":"B6*C6*0.0000000000000012","v":3.7937209941395706E-16},{"$f":"D6/weight","v":8.2986557939568009}]
[-9.6999998000000005,0.28395787,1.0546457814168753,3.5936996363474576E-16,{"$f":"D7/weight","v":7.8611148144486078}]
[-9.6000004000000008,0.28496850000000001,1.0106360638163978,3.4559933178199577E-16,{"$f":"D8/weight","v":7.5598861948748368}]
[-9.5,0.28597816999999998,1.0096659613361096,3.4649090872102965E-16,{"$f":"D9/weight","v":7.5793891845314327}]
[-9.3999995999999992,0.28698441000000002,1.0062359750561392,3.4652884514671299E-16,{"$f":"D10/weight","v":7.5802190329554087}]
[-9.3000001999999995,0.28799066000000001,1.0062560375362142,3.4775080845484694E-16,{"$f":"D11/weight","v":7.606949129614371}]
[-9.1999998000000005,0.28898786999999998,0.99720601117593599,3.4581652934511593E-16,{"$f":"D12/weight","v":7.5646373292318563}]
[-9.1000004000000008,0.28998414,0.99627597765588982,3.4668507909984287E-16,{"$f":"D13/weight","v":7.5836366058405975}]
[-9,0.29103509,1.0509457962168021,3.6703452526449441E-16,{"$f":"D14/weight","v":8.0287749003513635}]
[-8.8999995999999992,0.29211846000000002,1.0833656665373534,3.7976533215091826E-16,{"$f":"D15/weight","v":8.3072576472190676}]
[-8.8000001999999995,0.29317167,1.0532163192978898,3.7052782463977872E-16,{"$f":"D16/weight","v":8.1051898216002147}]
[-8.6999998000000005,0.29417895999999999,1.0072859708561208,3.5558680719485269E-16,{"$f":"D17/weight","v":7.7783593531011288}]
[-8.6000004000000008,0.29519941999999999,1.0204661227967402,3.6148920909509576E-16,{"$f":"D18/weight","v":7.9074727006651164}]
[-8.5,0.29627046000000001,1.0710357158571513,3.8077949305611301E-16,{"$f":"D19/weight","v":8.3294421259535341}]
[-8.3999995999999992,0.29734144000000001,1.0709757160971267,3.8213455395522101E-16,{"$f":"D20/weight","v":8.3590836942157178}]
[-8.3000001999999995,0.29841193999999999,1.0705064230385153,3.8334227817766077E-16,{"$f":"D21/weight","v":8.3855023149617711}]
[-8.1999998000000005,0.29948240999999998,1.0704657181371284,3.8470278370810548E-16,{"$f":"D22/weight","v":8.4152629829718233}]
[-8.1000004000000008,0.30055365000000001,1.0712464274785964,3.8636042859378291E-16,{"$f":"D23/weight","v":8.4515234890978679}]
[-8,0.30162488999999998,1.071235715057105,3.8773362566180473E-16,{"$f":"D24/weight","v":8.4815617808499173}]
[-7.9000000999999997,0.30271837000000001,1.0934810934811263,3.9722017709330901E-16,{"$f":"D25/weight","v":8.6890773707505318}]
[-7.8000002000000004,0.30381459,1.0962210962210843,3.9965755547731115E-16,{"$f":"D26/weight","v":8.7423943233670016}]
[-7.6999997999999996,0.30492218999999998,1.1075955696176996,4.0527656006655164E-16,{"$f":"D27/weight","v":8.8653084360885313}]
[-7.5999999000000003,0.30603154999999999,1.10936110936112,4.0739939976900366E-16,{"$f":"D28/weight","v":8.9117449453194642}]
[-7.5,0.30713721999999999,1.1056711056711059,4.0751129955617961E-16,{"$f":"D29/weight","v":8.9141927210484244}]
[-7.4000000999999997,0.30824237999999998,1.1051611051610963,4.0878898720594393E-16,{"$f":"D30/weight","v":8.9421417716875293}]
[-7.3000002000000004,0.30930740000000001,1.0650210650210994,3.9530267588028865E-16,{"$f":"D31/weight","v":8.6471325820432643}]
[-7.2017498,0.31035077999999999,1.0619600530888202,3.9549615696594809E-16,{"$f":"D32/weight","v":8.6513649252625182}]
[-7.0999999000000003,0.31161195000000003,1.239480333641642,4.6348426050326724E-16,{"$f":"D33/weight","v":10.138585177388817}]
[-7,0.31281926999999998,1.2073212073211605,4.5320800647566893E-16,{"$f":"D34/weight","v":9.9137950698452286}]
[-6.9000000999999997,0.31383386000000002,1.0145910145910495,3.820956173165105E-16,{"$f":"D35/weight","v":8.3582319664188365}]
[-6.8000002000000004,0.31489030000000001,1.0564410564410549,3.9919564943404881E-16,{"$f":"D36/weight","v":8.7322902612388056}]
[-6.6999997999999996,0.31604232999999998,1.1520253918983943,4.3690654688967795E-16,{"$f":"D37/weight","v":9.5572053199605804}]
[-6.5999999000000003,0.31715991999999998,1.1175911175911264,4.2534613133749464E-16,{"$f":"D38/weight","v":9.3043245476242031}]
[-6.5,0.31824323999999998,1.0833210833210793,4.1371153381969225E-16,{"$f":"D39/weight","v":9.0498210660803142}]
[-6.4000000999999997,0.31940126000000002,1.1580211580211925,4.438481003743536E-16,{"$f":"D40/weight","v":9.7090498101949763}]
[-6.2998013000000004,0.32058889000000002,1.1852736759322493,4.5598268653600741E-16,{"$f":"D41/weight","v":9.9744903998251466}]
[-6.1999997999999996,0.32175016000000001,1.163579705715829,4.492583477841851E-16,{"$f":"D42/weight","v":9.8273974195307563}]
[-6.0999999000000003,0.32292277000000003,1.1726111726111983,4.5439541759106757E-16,{"$f":"D43/weight","v":9.9397693472046704}]
[-6,0.32411667999999999,1.1939111939111557,4.6435983886238403E-16,{"$f":"D44/weight","v":10.15773820270136}]
[-5.9000000999999997,0.32529530000000001,1.1786211786211949,4.6007991586312219E-16,{"$f":"D45/weight","v":10.06411611544091}]
[-5.7991257000000003,0.32647507999999997,1.1695534248530548,4.5819605753181008E-16,{"$f":"D46/weight","v":10.022907255115422}]
[-5.6999997999999996,0.32765144000000002,1.186733235208997,4.6660182409450384E-16,{"$f":"D47/weight","v":10.206780986198718}]
[-5.5999999000000003,0.32883944999999998,1.188011188011157,4.6879793479132255E-16,{"$f":"D48/weight","v":10.254820277402468}]
[-5.5,0.33002952000000002,1.1900711900712302,4.7131034835004426E-16,{"$f":"D49/weight","v":10.309778602930647}]
[-5.4000000999999997,0.33121993999999999,1.1904211904211572,4.7314948231922907E-16,{"$f":"D50/weight","v":10.350009130670603}]
[-5.2999996999999999,0.33239922,1.1792752828988746,4.703882210410383E-16,{"$f":"D51/weight","v":10.289607332698942}]
[-5.1999997999999996,0.33354782999999999,1.1486111486111401,4.5974010735966394E-16,{"$f":"D52/weight","v":10.056682901953636}]
[-5.0999999000000003,0.33475148999999998,1.2036612036612067,4.8351285765693887E-16,{"$f":"D53/weight","v":10.576704991868851}]
[-5,0.33597728999999998,1.2258012258012219,4.9420964870804706E-16,{"$f":"D54/weight","v":10.810694226106561}]
[-4.9000000999999997,0.33721416999999998,1.2368812368812294,5.005126556201726E-16,{"$f":"D55/weight","v":10.948570693330856}]
[-4.7999996999999999,0.33842992999999999,1.2157551369794637,4.9373751108612033E-16,{"$f":"D56/weight","v":10.80036635113157}]
[-4.6999997999999996,0.33963158999999998,1.2016612016611921,4.8974652547380155E-16,{"$f":"D57/weight","v":10.713064686284762}]
[-4.5999999000000003,0.34081841000000002,1.1868211868212273,4.8538861181606838E-16,{"$f":"D58/weight","v":10.617736575753762}]
[-4.5,0.34204416999999998,1.2257612257611874,5.0311737730040148E-16,{"$f":"D59/weight","v":11.005548232524349}]
[-4.4000000999999997,0.34329340000000003,1.2492312492312916,5.1462341152182899E-16,{"$f":"D60/weight","v":11.257239428858018}]
[-4.2999996999999999,0.34454035999999999,1.2469550121799164,5.1555159456032736E-16,{"$f":"D61/weight","v":11.277543166434361}]
[-4.1999997999999996,0.34573789999999999,1.1975411975411914,4.9684245456165194E-16,{"$f":"D62/weight","v":10.868286098532428}]
[-4.0999999000000003,0.34708765000000003,1.3497513497513967,5.6217842888344843E-16,{"$f":"D63/weight","v":12.29749178523676}]
[-4,0.34835491000000002,1.2672612672612562,5.2974802164393706E-16,{"$f":"D64/weight","v":11.588085934478912}]
[-3.8999999000000001,0.34958842000000001,1.2335087664912276,5.1746445688058071E-16,{"$f":"D65/weight","v":11.319386480693723}]
[-3.8,0.35085507999999999,1.2666612666612385,5.3329744805679615E-16,{"$f":"D66/weight","v":11.665728618566114}]
[-3.6999998000000001,0.35211617000000001,1.2610874778250676,5.328591512720673E-16,{"$f":"D67/weight","v":11.656141002192422}]
[-3.5999998999999998,0.35338265000000002,1.2664812664812775,5.3706300734941202E-16,{"$f":"D68/weight","v":11.748099147367327}]
[-3.5,0.35470033000000001,1.3176813176813078,5.6085839785967363E-16,{"$f":"D69/weight","v":12.268616485443831}]
[-3.3999999000000001,0.35596179999999999,{"$f":"(B70-B69)/ABS(A70-A69)*100","v":1.2614687385312491},{"$f":"B70*C70*0.0000000000000012","v":5.3884161937357532E-16},{"$f":"D70/weight","v":11.787005774929884}]
[-3.3,0.35721341000000001,1.2516112516112625,5.3651078781891247E-16,{"$f":"D71/weight","v":11.736019503626011}]
[-3.1999998000000001,0.35854196999999999,1.3285573428852959,5.7161228037127129E-16,{"$f":"D72/weight","v":12.503854578994359}]
[-3.0999998999999998,0.35975744999999998,1.2154812154812034,5.2473410712530192E-16,{"$f":"D73/weight","v":11.478407993389538}]
[-3,0.36104575,1.2883012883013107,5.5816284583285554E-16,{"$f":"D74/weight","v":12.209652058487231}]
[-2.8999999000000001,0.36246478999999998,1.4190385809614026,6.1722182550008729E-16,{"$f":"D75/weight","v":13.501550288635832}]
[-2.8,0.36370623000000002,1.2414412414412763,5.4182389642935175E-16,{"$f":"D76/weight","v":11.85224222960416}]
[-2.6999998000000001,0.36500838000000002,1.3021473957052137,5.7035365371309484E-16,{"$f":"D77/weight","v":12.476322482075688}]
[-2.5999998999999998,0.36633849000000002,1.3301113301113223,5.8472517144584805E-16,{"$f":"D78/weight","v":12.790695307818808}]
[-2.5,0.36772177,1.3832813832813726,6.1039521440192973E-16,{"$f":"D79/weight","v":13.352220130117772}]
[-2.3999999000000001,0.36907320999999998,1.3514386485613339,5.9853576017111205E-16,{"$f":"D80/weight","v":13.092797972511102}]
[-2.2999999999999998,0.37026322,1.190011190011206,5.287408500594972E-16,{"$f":"D81/weight","v":11.566054345130006}]
[-2.1999998000000001,0.37169333999999998,1.4301171397657031,6.3787801952491324E-16,{"$f":"D82/weight","v":13.953398604550523}]
[-2.0999998999999998,0.37306768000000001,1.3743413743414004,6.1526681766426926E-16,{"$f":"D83/weight","v":13.458785053319358}]
[-1.9999998999999999,0.37438890000000002,1.3212200000000136,5.935801229496061E-16,{"$f":"D84/weight","v":12.984394830570704}]
[-1.8999999000000001,0.37573960000000001,1.3506999999999842,6.0901377326399287E-16,{"$f":"D85/weight","v":13.322001501702399}]
[-1.7999997999999999,0.37711948000000001,1.379878620121378,6.2445492921995E-16,{"$f":"D86/weight","v":13.659772356589309}]
[-1.6999998999999999,0.37844977000000002,{"$f":"(B87-B86)/ABS(A87-A86)*100","v":1.3302913302913417},6.0413813757810278E-16,{"$f":"D87/weight","v":13.215348370392961}]
[-1.5999999,0.37994119999999998,1.4914299999999623,6.7998684469918279E-16,{"$f":"D88/weight","v":14.874517069901509}]
[-1.4999998999999999,0.38129597999999998,1.3547799999999988,6.1988660134127941E-16,{"$f":"D89/weight","v":13.559841495364703}]
[-1.3999999000000001,0.38262995999999999,1.3339800000000142,6.1250485684896641E-16,{"$f":"D90/weight","v":13.398367953174139}]
[-1.2999997999999999,0.38396810999999997,1.3381486618513188,6.1656769510809593E-16,{"$f":"D91/weight","v":13.487241374048047}]
[-1.1999998000000001,0.38539895000000002,1.4308400000000463,6.6173308034162139E-16,{"$f":"D92/weight","v":14.475221213455018}]
[-1.0999999,0.38681283999999999,1.4138914138913867,6.562936239107312E-16,{"$f":"D93/weight","v":14.356234665166641}]
[-1.0006126,0.38816297,1.3584532430199876,6.3276149450012416E-16,{"$f":"D94/weight","v":13.8414760880885}]
[-0.89999985999999998,0.38964736,1.4753499407729105,6.8983945139798506E-16,{"$f":"D95/weight","v":15.090040013715509}]
[-0.79999982999999997,0.39097704999999999,1.3296896010931138,6.2385374118127482E-16,{"$f":"D96/weight","v":13.646621540785732}]
[-0.69999986999999997,0.39238548000000001,1.4084305633722416,6.6317724318658495E-16,{"$f":"D97/weight","v":14.506811861210316}]
[-0.59999985,0.39380142000000001,1.4159397168120615,6.691188853379853E-16,{"$f":"D98/weight","v":14.636783578006321}]
[-0.49999985000000002,0.39523630999999998,1.4348899999999669,6.8054475462706427E-16,{"$f":"D99/weight","v":14.886721189452398}]
[-0.39999985999999998,0.39674093999999999,1.5046301504630213,7.163380562964485E-16,{"$f":"D100/weight","v":15.669689390704763}]
[-0.29999986000000001,0.39814579,1.4048500000000135,6.7120213569780649E-16,{"$f":"D101/weight","v":14.682354081729445}]
[-0.19999985000000001,0.39958873,1.442939855706018,6.9189900528954118E-16,{"$f":"D102/weight","v":15.135092163996278}]
[-9.9999852E-2,0.40099791000000001,1.4091800281836102,6.7809389533844256E-16,{"$f":"D103/weight","v":14.833109345916428}]
[0,0.40248950999999999,1.4916022075712492,7.2042508996832442E-16,{"$f":"D104/weight","v":15.759092079288354}]
[0.10000015,0.4039509,1.4613878079182951,7.0839470430914688E-16,{"$f":"D105/weight","v":15.495930845744054}]
[0.20000014999999999,0.4054065,1.4556000000000016,7.0813164168000071E-16,{"$f":"D106/weight","v":15.4901764262311}]
[0.30000016000000002,0.40686515000000001,1.4586498541350199,7.1216855004014765E-16,{"$f":"D107/weight","v":15.57848263800671}]
[0.40000015,0.40832450999999997,1.45936014593598,7.1507101980340493E-16,{"$f":"D108/weight","v":15.641973331062017}]
[0.50000018000000002,0.40983322,1.5087095473871597,7.4198315022050664E-16,{"$f":"D109/weight","v":16.230668460088644}]
[0.60000014000000002,0.41130629000000002,1.4730705892282563,7.2705983875630571E-16,{"$f":"D110/weight","v":15.904225304836261}]
[0.70000017000000003,0.41277452999999997,1.4682395595280859,7.2726227293393512E-16,{"$f":"D111/weight","v":15.9086534943728}]
[0.80000019,0.41424738999999999,1.4728597054280796,7.3215394657170088E-16,{"$f":"D112/weight","v":16.015657451276589}]
[0.90000015,0.41582121999999999,1.5738306295322499,7.8531860693456172E-16,{"$f":"D113/weight","v":17.178619138326177}]
[1.0000001000000001,0.41735222999999999,1.5310107655053811,7.6676490856521334E-16,{"$f":"D114/weight","v":16.772762311453643}]
[1.1000000999999999,0.41889497999999997,1.5427499999999836,7.7550027647399166E-16,{"$f":"D115/weight","v":16.963845977386143}]
[1.2000002000000001,0.42029055999999998,1.3955786044214009,7.0385821581154686E-16,{"$f":"D116/weight","v":15.396696461842383}]
[1.3000001999999999,0.42179021,1.499650000000021,7.5904522611181055E-16,{"$f":"D117/weight","v":16.603896473353267}]
[1.4000002,0.42339801999999999,1.607809999999986,8.1689228464343283E-16,{"$f":"D118/weight","v":17.869284276484748}]
[1.5000001000000001,0.42492434000000001,1.5263215263215513,7.7828540063997348E-16,{"$f":"D119/weight","v":17.024769769179528}]
[1.6000000999999999,0.42643318000000002,1.5088400000000133,7.7210332717344684E-16,{"$f":"D120/weight","v":16.889538686369512}]
[1.7000002000000001,0.42794397000000001,1.5107884892114927,7.7583938868416198E-16,{"$f":"D121/weight","v":16.971263959657584}]
[1.8000001999999999,0.42952373999999999,1.5797699999999824,8.1425846248775089E-16,{"$f":"D122/weight","v":17.81167017274263}]
[1.9000002,0.43108255000000001,1.5588100000000202,8.0637094771861047E-16,{"$f":"D123/weight","v":17.639133050903776}]
[2.0002873000000001,0.432556,1.4692318354005511,7.6263005495222493E-16,{"$f":"D124/weight","v":16.682313575382658}]
[2.1000000999999999,0.43412479999999998,1.5733185709357116,8.1961993193250185E-16,{"$f":"D125/weight","v":17.928950778091668}]
[2.2000003000000001,0.43577784000000003,1.653036693926659,8.6442811190412077E-16,{"$f":"D126/weight","v":18.909116854913222}]
[2.3000001999999999,0.43735354999999998,1.575711575711531,8.269716616962382E-16,{"$f":"D127/weight","v":18.08976775670892}]
[2.4000001000000002,0.43892175,1.5682015682015837,8.2598133200134014E-16,{"$f":"D128/weight","v":18.068104578860076}]
[2.5000002000000001,0.44049725000000001,1.5754984245015842,8.3280326804673647E-16,{"$f":"D129/weight","v":18.217332471940736}]
[2.6000000999999999,0.44204670000000001,1.5494515494515602,8.2191593309393879E-16,{"$f":"D130/weight","v":17.979175144540136}]
[2.7000003000000001,0.44363051999999997,1.5838168323662902,8.4315538191289217E-16,{"$f":"D131/weight","v":18.443781991680808}]
[2.8000001999999999,0.44524374999999999,1.6132316132316373,8.6193755171256457E-16,{"$f":"D132/weight","v":18.854636565519815}]
[2.9000001000000002,0.44685835000000002,1.614601614601632,8.6579785608986536E-16,{"$f":"D133/weight","v":18.939079615856443}]
[3.0000002000000001,0.44849703000000002,1.6386783613216434,{"$f":"B134*C134*0.0000000000000012","v":8.8193085381362879E-16},{"$f":"D134/weight","v":19.291984310853831}]
[3.1000000999999999,0.45012668,1.6296516296516153,8.8025961313400534E-16,{"$f":"D135/weight","v":19.255426400637244}]
[3.2000003000000001,0.45172253000000001,1.5958468083063899,8.6505594928870487E-16,{"$f":"D136/weight","v":18.922850617510129}]
[3.3000001999999999,0.45333686000000001,1.6143316143316144,8.7820323004779014E-16,{"$f":"D137/weight","v":19.210443610813279}]
[3.4000001000000002,0.45496913999999999,1.6322816322816143,8.9116532457235465E-16,{"$f":"D138/weight","v":19.493985708385189}]
[3.5000002000000001,0.45662907000000003,1.6599283400716929,9.0956584103229694E-16,{"$f":"D139/weight","v":19.896491724953048}]
[3.6000000999999999,0.45828082999999997,1.6517616517616014,9.0836484087777317E-16,{"$f":"D140/weight","v":19.870220191262831}]
[3.7000003000000001,0.45994755999999998,1.6667266665466685,9.199282361580885E-16,{"$f":"D141/weight","v":20.123166144296906}]
[3.8000001999999999,0.46156176999999998,1.6142116142116221,8.9407004377208805E-16,{"$f":"D142/weight","v":19.557525607217819}]
[3.9000001000000002,0.46321166000000003,1.6498916498916887,9.1709885995976165E-16,{"$f":"D143/weight","v":20.061274351996421}]
[4,0.46489307000000002,1.6814116814116788,9.3801196620640466E-16,{"$f":"D144/weight","v":20.518742549028921}]
[4.1000003999999999,0.46651605000000002,1.6229735081059657,9.0857182830748567E-16,{"$f":"D145/weight","v":19.874747981881892}]
[4.2000003000000001,0.46821140999999999,1.6953616953616701,9.525452278143336E-16,{"$f":"D146/weight","v":20.836653475620622}]
[4.3000002000000004,0.46991906,1.7076517076517084,9.6294970232050264E-16,{"$f":"D147/weight","v":21.064248369333352}]
[4.4000000999999997,0.47164120999999998,1.7221517221517109,9.7468526644705995E-16,{"$f":"D148/weight","v":21.32096046646609}]
[4.5,0.47333971000000002,1.6985016985017414,9.6476196168398607E-16,{"$f":"D149/weight","v":21.103891022786669}]
[4.6000003999999999,0.47489154,1.5518237927048073,8.8433758887147208E-16,{"$f":"D150/weight","v":19.344630949505284}]
[4.7000003000000001,0.47667008999999999,{"$f":"(B151-B150)/ABS(A151-A150)*100","v":1.7785517785517637},1.017338923622315E-15,{"$f":"D151/weight","v":22.253996975470518}]
[4.8000002000000004,0.47841009000000001,1.7400017400017551,9.9892126684127554E-16,{"$f":"D152/weight","v":21.851116019297969}]
[4.9000000999999997,0.48007259000000002,1.6625016625016844,9.5774577479578738E-16,{"$f":"D153/weight","v":20.950413948270178}]
[5,0.48172726999999999,1.6546816546816143,9.56526331474628E-16,{"$f":"D154/weight","v":20.92373897560304}]
[5.1000003999999999,0.48341262000000002,1.6853432586269974,9.7765944030265743E-16,{"$f":"D155/weight","v":21.386019665962092}]
[5.2000003000000001,0.48514046999999999,1.7278517278516987,1.0059009592083422E-15,{"$f":"D156/weight","v":22.003794786638718}]
[5.3000002000000004,0.48694875999999998,1.808291808291794,1.0566545445190162E-15,{"$f":"D157/weight","v":23.114014898906177}]
[5.4000000999999997,0.48874590000000001,1.7971417971418391,1.0540148220860467E-15,{"$f":"D158/weight","v":23.056271728291783}]
[5.5,0.49049525999999999,1.7493617493617226,1.0296643753046796E-15,{"$f":"D159/weight","v":22.52361269358736}]
[5.6000003999999999,0.49214788999999998,1.6526233895064322,9.7600213693228648E-16,{"$f":"D160/weight","v":21.349766630385361}]
[5.7000003000000001,0.49392781000000002,1.7799217799218214,1.0549834400737047E-15,{"$f":"D161/weight","v":23.077459968776061}]
[5.8000002000000004,0.49574298,1.8151718151717875,1.0798304218383253E-15,{"$f":"D162/weight","v":23.620980563732399}]
[5.9000000999999997,0.49756896,1.8259818259818423,1.0902622537592234E-15,{"$f":"D163/weight","v":23.849173893040685}]
[6,0.49932926999999999,1.7603117603117429,1.0547702234986529E-15,{"$f":"D164/weight","v":23.072795917390486}]
[6.1000003999999999,0.50106209999999995,1.7328230687076902,1.0419023588821433E-15,{"$f":"D165/weight","v":22.79131507201306}]
[6.2000003000000001,0.50283014999999998,1.7680517680517847,1.0668356828846929E-15,{"$f":"D166/weight","v":23.336724378643659}]
[6.3000002000000004,0.50460547,1.7753217753217956,1.0750044946049869E-15,{"$f":"D167/weight","v":23.515414790556079}]
[6.4000000999999997,0.5063898,1.7843317843317961,1.0842808984817056E-15,{"$f":"D168/weight","v":23.718333463008623}]
[6.5000004999999996,0.50819671,1.8069027723889075,1.101914453061506E-15,{"$f":"D169/weight","v":24.104062408568321}]
[6.6000003999999999,0.51000856999999999,1.8118618118618055,1.108878062046298E-15,{"$f":"D170/weight","v":24.256389356537778}]
[6.7000003000000001,0.51180844999999997,1.7998817998817713,1.1054336570168395E-15,{"$f":"D171/weight","v":24.181043985071071}]
[6.8000002000000004,0.51361763000000005,1.8091818091818817,1.1150732076853324E-15,{"$f":"D172/weight","v":24.391906389369655}]
[6.9000000999999997,0.51544296999999994,1.8253418253417346,1.1290315340632378E-15,{"$f":"D173/weight","v":24.69724077281241}]
[7.0000004999999996,0.51728397999999998,1.8410026359894902,1.1427854048821616E-15,{"$f":"D174/weight","v":24.99810274958169}]
[7.1000003999999999,0.51913494000000004,1.8509618509619143,1.1530787633296829E-15,{"$f":"D175/weight","v":25.223267011402086}]
[7.2000003000000001,0.52093940999999999,1.8044718044717467,1.1280245726197764E-15,{"$f":"D176/weight","v":24.675213780237097}]
[7.3001307999999998,0.52273607,1.7943184144691291,1.1255459475698685E-15,{"$f":"D177/weight","v":24.620994568641834}]
[7.4000000999999997,0.52463746,1.9038783690283241,1.198615094011155E-15,{"$f":"D178/weight","v":26.219361176020637}]
[7.5000004999999996,0.52650505000000003,1.8675825296699138,1.1799499597955815E-15,{"$f":"D179/weight","v":25.81106672199429}]
[7.6000003999999999,0.52815425000000005,1.6492016492016623,1.0452394321594406E-15,{"$f":"D180/weight","v":22.864312592205717}]
[7.7000003000000001,0.52987819999999997,1.7239517239516382,1.0961813236492691E-15,{"$f":"D181/weight","v":23.978651848097851}]
[7.8000002000000004,0.53182333999999998,1.945141945141952,1.2413662632473877E-15,{"$f":"D182/weight","v":27.154530733372745}]
[7.9000000999999997,0.53375441000000001,1.9310719310719779,1.2368617910842611E-15,{"$f":"D183/weight","v":27.055996697598918}]
[8,0.53565638999999998,1.9019819019818671,1.2225705113531289E-15,{"$f":"D184/weight","v":26.743379055112754}]
[8.1000004000000008,0.53756665999999997,1.9102623589505412,1.2322720272297162E-15,{"$f":"D185/weight","v":26.955596930554236}]
[8.1999998000000005,0.53949111999999999,1.9244715468293028,1.2458823722484875E-15,{"$f":"D186/weight","v":27.253319321637438}]
[8.3000001999999995,0.54143410999999997,1.9429822280710849,1.2623962240817817E-15,{"$f":"D187/weight","v":27.614555090974747}]
[8.4000006000000003,0.54340898999999998,1.974872100511595,1.2877959042218211E-15,{"$f":"D188/weight","v":28.17016580426758}]
[8.5,0.54532396999999999,1.9149914899489553,1.2531489141782153E-15,{"$f":"D189/weight","v":27.412272840834866}]
[8.6000004000000008,0.54711980000000004,1.7958228167087733,1.1790362643757689E-15,{"$f":"D190/weight","v":25.791079896918717}]
[8.6999998000000005,0.54896652999999995,1.8467410804463951,1.21655885128933E-15,{"$f":"D191/weight","v":26.611875716578343}]
[8.8000001999999995,0.55095631,1.9897720409119086,1.315532953682393E-15,{"$f":"D192/weight","v":28.776905800616326}]
[8.9000006000000003,0.55294597000000001,1.9896520413918233,1.3202040935878584E-15,{"$f":"D193/weight","v":28.879085645419767}]
[9,0.55493462000000005,1.9886619319716332,1.324292824232573E-15,{"$f":"D194/weight","v":28.96852545479717}]
[9.0997266999999997,0.55691785000000005,1.9886650215037778,1.3290276577753054E-15,{"$f":"D195/weight","v":29.072098579635593}]
[9.2000007999999998,0.55881172000000001,1.8886930922341498,1.2665086025081807E-15,{"$f":"D196/weight","v":27.704512188789526}]
[9.3000001999999995,0.56070041999999998,1.8887113322679641,1.2708014847136884E-15,{"$f":"D197/weight","v":27.798417754967279}]
[9.4000006000000003,0.56277025000000003,2.0698217207131515,{"$f":"B198*C198*0.0000000000000012","v":1.3978009046654044E-15},{"$f":"D198/weight","v":30.576493617265886}]
[9.5,0.56488156,2.1113226679359904,1.4311766907924531E-15,{"$f":"D199/weight","v":31.306579359862553}]
[9.6000004000000008,0.56677418999999996,1.8926224295102181,1.2872274533537831E-15,{"$f":"D200/weight","v":28.157731104676039}]
[9.7000007999999998,0.56851094999999996,1.7367530529878095,1.1848357536833997E-15,{"$f":"D201/weight","v":25.917942061055481}]
[9.8000001999999995,0.57034563999999999,1.8347010082060817,1.2556964648807316E-15,{"$f":"D202/weight","v":27.46799978129911}]
[9.9000006000000003,0.57239532000000004,2.049671801312833,1.4078670559289226E-15,{"$f":"D203/weight","v":30.796687787145231}]
[10,0.57444494999999995,2.0496422978537061,1.4128880007701485E-15,{"$f":"D204/weight","v":30.906519514523556}]
[10.1,0.57619023000000003,1.7452800000000774,1.2067359415373336E-15,{"$f":"D205/weight","v":26.397002384952625}]
[10.200001,0.57793545999999996,1.7452125478744405,1.2103442599843039E-15,{"$f":"D206/weight","v":26.475933315383852}]
[10.3,0.57994908000000001,2.0136401364014054,1.4013704934684834E-15,{"$f":"D207/weight","v":30.654577347852491}]
[10.400001,0.58209884000000001,2.1497385026149982,1.5016323464106331E-15,{"$f":"D208/weight","v":32.847776605564178}]
[10.5,0.58419681000000001,2.0979909799097953,1.470767565446492E-15,{"$f":"D209/weight","v":32.172618380241474}]
[10.6,0.58618473999999998,1.987929999999978,1.3983530762258243E-15,{"$f":"D210/weight","v":30.588572211675476}]
[10.700001,0.58817266999999995,1.9879101208987486,1.4030812842348476E-15,{"$f":"D211/weight","v":30.69200040486556}]
[10.8,0.59016924999999998,1.9965999659996778,1.4139982853808662E-15,{"$f":"D212/weight","v":30.930806671728597}]
[10.900001,0.59216612999999996,1.9968600313996867,1.418967452334757E-15,{"$f":"D213/weight","v":31.039505772681849}]
[11,0.59417027,2.0041600416004512,1.4289747756491416E-15,{"$f":"D214/weight","v":31.258413098057662}]
[11.1,0.59617894999999999,{"$f":"(B215-B214)/ABS(A215-A214)*100","v":2.008679999999992},1.4370392799431942E-15,{"$f":"D215/weight","v":31.434821814957541}]
[11.200001,0.59818691000000002,2.0079399206008115,1.4413480518838136E-15,{"$f":"D216/weight","v":31.529074964530469}]
[11.3,0.60019272999999995,2.005840058400512,1.4446687447137152E-15,{"$f":"D217/weight","v":31.601714167137576}]
[11.400001,0.60219853999999995,2.005789942100598,1.4494605296155973E-15,{"$f":"D218/weight","v":31.706533086612222}]
[11.5,0.60423857000000003,2.0400504005040783,1.4792125640742139E-15,{"$f":"D219/weight","v":32.357350301487557}]
[11.6,0.60628349000000004,2.0449200000000127,1.4877614812449693E-15,{"$f":"D220/weight","v":32.544355411037621}]
[11.700001,0.60836864000000002,2.0851291487084791,1.5222326213089622E-15,{"$f":"D221/weight","v":33.29840170663568}]
[11.8,0.61049443000000003,2.1258112581125888,1.5573551187708332E-15,{"$f":"D222/weight","v":34.066696258371145}]
[11.900001,0.61261796999999996,2.1235187648122991,1.5610869059474614E-15,{"$f":"D223/weight","v":34.148328031827809}]
[12,0.61472391999999998,2.1059710597106118,1.5535089422782335E-15,{"$f":"D224/weight","v":33.982562251457615}]
[12.1,0.61682992999999997,2.106009999999999,1.5588600010551591E-15,{"$f":"D225/weight","v":34.099615126435864}]
[12.200001,0.61894291999999995,2.1129688703112639,1.5693685469514657E-15,{"$f":"D226/weight","v":34.329486551939112}]
[12.3,0.62105864,2.115741157411609,1.5767991909768958E-15,{"$f":"D227/weight","v":34.492029757382326}]
[12.400001,0.62314325999999998,2.0845991540084645,1.558804695146492E-15,{"$f":"D228/weight","v":34.098405325556705}]
[12.5,0.62516212000000004,2.0188801888019468,1.5145529026289105E-15,{"$f":"D229/weight","v":33.130410064607652}]
[12.6,0.62718092999999997,2.0188099999999336,1.5193909599519099E-15,{"$f":"D230/weight","v":33.236241180013941}]
[12.700001,0.62916963999999997,1.9886901130988603,1.501468131035963E-15,{"$f":"D231/weight","v":32.844184441373486}]
[12.8,0.63115549000000004,1.9858698586986461,1.5040711964918095E-15,{"$f":"D232/weight","v":32.901125751133954}]
[12.900001,0.63325834000000003,2.1028289717102955,1.5979607807150023E-15,{"$f":"D233/weight","v":34.954933459475221}]
[13,0.63547814000000002,2.2198221982219675,1.6927781779881686E-15,{"$f":"D234/weight","v":37.029036812000037}]
[13.1,0.63769352000000001,2.215379999999997,1.6952801644051178E-15,{"$f":"D235/weight","v":37.083767046794556}]
[13.200001,0.63985842000000004,2.1648783512164984,1.6622587695619127E-15,{"$f":"D236/weight","v":36.361433511820799}]
[13.3,0.64202327000000003,2.1648716487164745,1.6678775700470909E-15,{"$f":"D237/weight","v":36.484343159824547}]
[13.400001,0.64430767,2.2843771562284272,1.7662100675169167E-15,{"$f":"D238/weight","v":38.635338320308904}]
[13.5,0.64665609999999996,2.3484534845347933,1.8223701256088157E-15,{"$f":"D239/weight","v":39.863823472994703}]
[13.6,0.64888024,2.2241400000000491,1.7318405963923581E-15,{"$f":"D240/weight","v":37.88351600358174}]
[13.700001,0.65065360000000005,1.7733422665773793,1.3845978357368778E-15,{"$f":"D241/weight","v":30.287680273767545}]
[13.8,0.65242690000000003,1.7733177331773025,1.3883522296462734E-15,{"$f":"D242/weight","v":30.36980656301531}]
[13.900001,0.65448523000000003,2.0583094169058507,1.6165597345617499E-15,{"$f":"D243/weight","v":35.36178023692743}]
[14,0.65662693999999999,2.1417314173141282,1.6875822562234068E-15,{"$f":"D244/weight","v":36.915377514638166}]
[14.1,0.65877300999999999,2.1460700000000075,1.6965275922848457E-15,{"$f":"D245/weight","v":37.111054173648739}]
[14.200001,0.66092819000000003,2.1551584484155355,1.7092859669693859E-15,{"$f":"D246/weight","v":37.390139958188215}]
[14.3,0.66308330999999998,2.1551415514154604,1.7148460721173182E-15,{"$f":"D247/weight","v":37.51176566253541}]
[14.400001,0.66525053999999995,2.1672083279167089,1.7300838125269051E-15,{"$f":"D248/weight","v":37.845086860726234}]
[14.5,0.66741967000000002,2.1691516915169813,1.7372814073586466E-15,{"$f":"D249/weight","v":38.002532181943202}]
[14.6,0.66959732999999999,2.1776599999999777,1.7497863859773421E-15,{"$f":"D250/weight","v":38.27607500026761}]
[14.700001,0.67178762000000003,2.1902680973190511,1.7656739907118726E-15,{"$f":"D251/weight","v":38.623611794053922}]
[14.8,0.67397790999999996,2.1903119031189506,1.7714662064546793E-15,{"$f":"D252/weight","v":38.750314851047683}]
[14.900001,0.67614554999999998,2.1676183238168121,1.7587505804966358E-15,{"$f":"D253/weight","v":38.472164182631339}]
[15,0.67831158999999996,2.1660616606165779,1.7631176748610457E-15,{"$f":"D254/weight","v":38.567693118486005}]
[15.1,0.68045253000000006,2.1409400000000987,1.7481696474939207E-15,{"$f":"D255/weight","v":38.240709309950681}]
[15.200001,0.68256318999999999,2.1106388936109806,1.7287732993934179E-15,{"$f":"D256/weight","v":37.816419762051687}]
[15.3,0.68467378999999995,2.1106211062110165,1.7341043424521869E-15,{"$f":"D257/weight","v":37.933034798939815}]
[15.400001,0.68676846999999996,2.0946590534095044,1.7262549519380323E-15,{"$f":"D258/weight","v":37.761331634237031}]
[15.5,0.68886261999999998,2.0941709417094256,1.7311152979605866E-15,{"$f":"D259/weight","v":37.867650308549166}]
[15.6,0.69097686000000003,2.1142400000000525,1.7530690997837236E-15,{"$f":"D260/weight","v":38.347883422635292}]
[15.700001,0.69311356999999996,2.136688633113585,1.7771614637709326E-15,{"$f":"D261/weight","v":38.874896970287899}]
[15.8,0.69525020999999998,2.1366613666136809,{"$f":"B262*C262*0.0000000000000012","v":1.7826171166044582E-15},{"$f":"D262/weight","v":38.994237810235518}]
[15.900001,0.69743412999999999,2.18389816101842,1.8277501367261777E-15,{"$f":"D263/weight","v":39.981509672110604}]
[16,0.69961941000000005,2.1853018530185886,1.8346555116969259E-15,{"$f":"D264/weight","v":40.132562767736161}]
[16.100000000000001,0.70178925999999997,2.1698499999998866,1.8273329109731044E-15,{"$f":"D265/weight","v":39.972382978506943}]
[16.200001,0.70394135000000002,2.1520684793152816,1.8179159887459755E-15,{"$f":"D266/weight","v":39.766390507468287}]
[16.300001000000002,0.70609337000000005,2.1520200000000016,1.8234324649288815E-15,{"$f":"D267/weight","v":39.887061840727149}]
[16.399999999999999,0.70830554000000001,2.2121921219212473,1.8802895226014098E-15,{"$f":"D268/weight","v":41.130793659198631}]
[16.5,0.71052092,2.2153799999999575,1.8888886028994836E-15,{"$f":"D269/weight","v":41.318896072761845}]
[16.600000000000001,0.71277690000000005,2.2559800000000143,1.9296125170344121E-15,{"$f":"D270/weight","v":42.209720006600115}]
[16.700001,0.71508753000000003,2.3106068939310664,1.9827434118985659E-15,{"$f":"D271/weight","v":43.371943083056266}]
[16.800001000000002,0.71739816999999995,2.3106399999998866,1.9891786890344622E-15,{"$f":"D272/weight","v":43.512712923463667}]
[16.899999999999999,0.71960044000000001,2.2022920229203606,1.9017243704423779E-15,{"$f":"D273/weight","v":41.599674803865874}]
[17,0.72179013000000003,2.1896899999999908,1.8965959557116322E-15,{"$f":"D274/weight","v":41.487492203498427}]
[17.100000000000001,0.72389740000000002,2.1072699999999647,1.8305367289175694E-15,{"$f":"D275/weight","v":40.042465576538497}]
[17.200001,0.72585641999999995,1.9590004099958442,1.7063436292537385E-15,{"$f":"D276/weight","v":37.325777165116577}]
[17.300001000000002,0.72781545000000003,1.959030000000056,1.710974761216249E-15,{"$f":"D277/weight","v":37.42708184765025}]
[17.399999999999999,0.73010200000000003,2.2865728657287279,2.0033177068971308E-15,{"$f":"D278/weight","v":43.821999881276724}]
[17.5,0.73246436999999998,{"$f":"(B279-B278)/ABS(A279-A278)*100","v":2.3623699999999133},2.0764222245082035E-15,{"$f":"D279/weight","v":45.421140222842986}]
[17.600000000000001,0.73479265000000005,2.3282800000000385,2.0529636373704338E-15,{"$f":"D280/weight","v":44.907990361876351}]
[17.700001,0.73702316999999995,2.2304976950229771,1.9727141782362333E-15,{"$f":"D281/weight","v":43.152556475107417}]
[17.800001000000002,0.73925370000000001,2.2305300000000323,1.9787130665532285E-15,{"$f":"D282/weight","v":43.283780435346017}]
[17.899999999999999,0.74147039999999997,2.2167221672217026,1.9723606464224912E-15,{"$f":"D283/weight","v":43.144823068146309}]
[18,0.74368107000000006,2.2106700000000497,1.9728401172203247E-15,{"$f":"D284/weight","v":43.155311354239615}]
[18.100000000000001,0.74590248000000003,2.2214099999999477,1.988346273716113E-15,{"$f":"D285/weight","v":43.49450407728002}]
[18.200001,0.74819553000000005,2.2930270697293467,2.0587591244885946E-15,{"$f":"D286/weight","v":45.034764979267088}]
[18.300001000000002,0.75048864000000004,2.2931099999999547,2.0651436063244391E-15,{"$f":"D287/weight","v":45.174423687064234}]
[18.399999999999999,0.75270199999999998,2.2133821338213502,1.9992205906699177E-15,{"$f":"D288/weight","v":43.732376639688844}]
[18.5,0.75485122000000004,2.1492200000000321,1.9468096068581093E-15,{"$f":"D289/weight","v":42.585901410886507}]
[18.600000000000001,0.75700045000000005,2.1492299999999713,1.952361692584174E-15,{"$f":"D290/weight","v":42.707351692681947}]
[18.700001,0.75915288999999997,2.1524184758151876,1.9608176476853936E-15,{"$f":"D291/weight","v":42.892323283641261}]
[18.800001000000002,0.76130538999999997,2.152499999999971,1.9664518223699735E-15,{"$f":"D292/weight","v":43.015569237844488}]
[18.899999999999999,0.76355099999999998,2.245632456324643,2.0575858891909651E-15,{"$f":"D293/weight","v":45.009100793852852}]
[19,0.76594830000000003,2.3973000000000124,2.2034494315080114E-15,{"$f":"D294/weight","v":48.199823918843649}]
[19.100000000000001,0.76834564999999999,2.3973499999999306,2.210392132832936E-15,{"$f":"D295/weight","v":48.351693517754057}]
[19.200001,0.77054840000000002,2.2027279727203282,2.0367702180178711E-15,{"$f":"D296/weight","v":44.553763961090134}]
[19.300001000000002,0.77269679000000002,2.1483899999999694,1.9920648680016917E-15,{"$f":"D297/weight","v":43.575847260031367}]
[19.399999999999999,0.77485888999999997,2.1621216212162251,2.0104069913527257E-15,{"$f":"D298/weight","v":43.977075944100825}]
[19.5,0.77708548,2.2265899999999967,2.0763009106958369E-15,{"$f":"D299/weight","v":45.418486518014831}]
[19.600000000000001,0.77931201000000005,2.2265300000000283,2.0821938835503865E-15,{"$f":"D300/weight","v":45.547393607910429}]
[19.700001,0.78152489999999997,2.2128678713212233,2.0752936102170381E-15,{"$f":"D301/weight","v":45.396452109138814}]
[19.800001000000002,0.78372704999999998,2.2021499999999827,2.0710614277889837E-15,{"$f":"D302/weight","v":45.303874333171869}]
[19.899999999999999,0.78592925999999996,2.2022320223202749,2.0769583003805726E-15,{"$f":"D303/weight","v":45.43286672869597}]
[20,0.78824269999999996,2.3134399999999671,2.1882626302655689E-15,{"$f":"D304/weight","v":47.867617000314446}]
[20.100000000000001,0.79056329000000003,2.3205900000000339,2.2014879181693522E-15,{"$f":"D305/weight","v":48.156916377519622}]
[20.200001,0.79283815999999996,2.2748472515274387,2.1643028510184857E-15,{"$f":"D306/weight","v":47.343503705799939}]
[20.300001000000002,0.79501146,2.1733000000000136,2.0733580872216127E-15,{"$f":"D307/weight","v":45.354113099113732}]
[20.399999999999999,0.79718471000000002,2.1732717327174114,2.0789987951970325E-15,{"$f":"D308/weight","v":45.477501967179009}]
[20.5,0.79937232000000003,2.1876099999999754,2.0984578571462166E-15,{"$f":"D309/weight","v":45.903163362518875}]
[20.6,0.80156684,2.1945199999999465,2.1108653540601085E-15,{"$f":"D310/weight","v":46.1745737965282}]
[20.700001,0.80376351000000001,2.1966480335197005,2.1187026403876705E-15,{"$f":"D311/weight","v":46.346012185623209}]
[20.800001000000002,0.80603504000000004,2.2715299999999892,2.1971193292934297E-15,{"$f":"D312/weight","v":48.061354749654548}]
[20.9,0.80830652000000003,2.2715027150272142,2.2032845457050391E-15,{"$f":"D313/weight","v":48.196217089226259}]
[21,0.81049870999999996,2.1921899999998962,2.1321206004897788E-15,{"$f":"D314/weight","v":46.639526211869352}]
[21.1,0.81255865000000005,2.0599400000000641,2.0085864785772625E-15,{"$f":"D315/weight","v":43.937252749629202}]
[21.200001,0.81461859000000003,2.0599194008059971,2.0136583653578714E-15,{"$f":"D316/weight","v":44.048198817311068}]
[21.300001000000002,0.81686378000000004,2.245189999999976,2.2008172682618166E-15,{"$f":"D317/weight","v":48.142246103270452}]
[21.4,0.81918316999999996,2.3194131941319358,2.2800291034905895E-15,{"$f":"D318/weight","v":49.874982264908759}]
[21.5,0.82149857000000004,2.3154000000000456,2.2825173467736448E-15,{"$f":"D319/weight","v":49.929411872593668}]
[21.6,0.82373010999999996,2.2315399999998893,2.2058240276031705E-15,{"$f":"D320/weight","v":48.251767526910349}]
[21.700001,0.82596170999999996,2.2315776842231827,2.211837264070584E-15,{"$f":"D321/weight","v":48.383305348821395}]
[21.800001000000002,0.82818650999999999,2.2247999999999952,2.2110592169375952E-15,{"$f":"D322/weight","v":48.3662857910887}]
[21.9,0.83039993000000001,2.2134421344214354,2.2056506321791325E-15,{"$f":"D323/weight","v":48.247974551774433}]
[22,0.83261328999999995,2.2133599999999105,2.2114475418651903E-15,{"$f":"D324/weight","v":48.374780287429637}]
[22.1,0.83480452999999999,2.1912400000000076,2.1951084939806475E-15,{"$f":"D325/weight","v":48.017368304302103}]
[22.200001,0.83698558999999995,2.1810381896180848,{"$f":"B326*C326*0.0000000000000012","v":2.1905970431400296E-15},{"$f":"D326/weight","v":47.918681611961048}]
[22.300777,0.83918356999999999,2.1810550130984057,2.1963666387099801E-15,{"$f":"D327/weight","v":48.044889859165629}]
[22.4,0.84163653999999999,2.4721788295052916,2.4968112435913001E-15,{"$f":"D328/weight","v":54.617029362605614}]
[22.5,0.84410876000000001,2.4722199999999899,2.5041870703766297E-15,{"$f":"D329/weight","v":54.778373456654307}]
[22.6,0.84653926000000002,2.4304999999999675,2.4690164057159673E-15,{"$f":"D330/weight","v":54.009025261269386}]
[22.700001,0.84886848999999998,2.3292067079329062,2.3726282172730522E-15,{"$f":"D331/weight","v":51.90056130272724}]
[22.800001000000002,0.85119778000000001,2.3292900000000065,2.3792237723714466E-15,{"$f":"D332/weight","v":52.044837177564119}]
[22.9,0.8534562,2.2584425844258988,2.3129781912267681E-15,{"$f":"D333/weight","v":50.595734102668629}]
[23,0.85566407,2.2078699999999696,2.2670340362770488E-15,{"$f":"D334/weight","v":49.59071889922874}]
[23.1,0.85787201000000002,2.2079399999999882,2.2729559109112678E-15,{"$f":"D335/weight","v":49.720258207259725}]
[23.200001,0.86004364,2.1716082839171644,2.2412134717851257E-15,{"$f":"D336/weight","v":49.025901461533294}]
[23.300001000000002,0.86220973999999995,2.1660999999999175,2.2411590213767146E-15,{"$f":"D337/weight","v":49.024710374476697}]
[23.4,0.86437494000000004,2.1652216522166796,2.2458760028657921E-15,{"$f":"D338/weight","v":49.127892990765005}]
[23.5,0.86653446999999995,2.1595299999998789,2.245568620798794E-15,{"$f":"D339/weight","v":49.121169096268829}]
[23.6,0.86869401000000002,2.1595400000000402,2.2511753548265217E-15,{"$f":"D340/weight","v":49.243814793978949}]
[23.700001,0.87088352000000002,2.1894881051189787,2.2881469295809757E-15,{"$f":"D341/weight","v":50.052557380799946}]
[23.800001000000002,0.87311607999999996,2.2325599999999075,2.3391408426776631E-15,{"$f":"D342/weight","v":51.168034594411786}]
[23.9,0.87534862999999996,{"$f":"(B343-B342)/ABS(A343-A342)*100","v":2.2325723257233276},2.345134952037394E-15,{"$f":"D343/weight","v":51.299154016331805}]
[24,0.87759697000000003,2.2483400000000389,2.3677636458358011E-15,{"$f":"D344/weight","v":51.794150198681308}]
[24.1,0.87985312999999998,2.2561599999999196,2.3821073253368748E-15,{"$f":"D345/weight","v":52.107914071096083}]
[24.200001,0.88210928,2.2561274387256502,2.3881811406750329E-15,{"$f":"D346/weight","v":52.240777038418379}]
[24.300001000000002,0.88431488999999996,2.2056099999999379,2.3405445174394138E-15,{"$f":"D347/weight","v":51.198739576966986}]
[24.4,0.88651621000000003,2.2013420134202657,2.3418304543813236E-15,{"$f":"D348/weight","v":51.226869078504201}]
[24.5,0.88873035,2.214139999999944,2.3613281005787403E-15,{"$f":"D349/weight","v":51.653374493200388}]
[24.6,0.89100926999999996,2.2789199999999297,2.4366466147060046E-15,{"$f":"D350/weight","v":53.30094537313591}]
[24.700001,0.89328819999999998,2.2789072109279283,2.4428651045001954E-15,{"$f":"D351/weight","v":53.436973052661997}]
[24.800001000000002,0.89559250999999995,2.3043099999999437,2.4764673320616591E-15,{"$f":"D352/weight","v":54.172012136647247}]
[24.9,0.89793484999999995,2.3423634236343087,2.523947699335871E-15,{"$f":"D353/weight","v":55.210631543788708}]
[25,0.9002772,2.3423500000000153,2.5305171593040161E-15,{"$f":"D354/weight","v":55.354336595140751}]
[25.1,0.90254151999999999,2.2643199999999539,2.4523713774796302E-15,{"$f":"D355/weight","v":53.644920045763463}]
[25.200001,0.90475952999999998,2.2179878201218157,2.4080947412149661E-15,{"$f":"D356/weight","v":52.676381334977201}]
[25.300001000000002,0.90697746999999995,2.2179399999999423,2.413945931774097E-15,{"$f":"D357/weight","v":52.804374449152135}]
[25.4,0.90927469999999999,2.297252972529837,2.5066008089054105E-15,{"$f":"D358/weight","v":54.831173294222509}]
[25.5,0.91158627999999997,2.3115799999999469,2.5286455357468215E-15,{"$f":"D359/weight","v":55.31339536698767}]
[25.6,0.91389810999999999,2.3118299999999818,2.5353324811695404E-15,{"$f":"D360/weight","v":55.459670378939904}]
[25.700001,0.91621297999999995,2.3148468515314793,2.545071278502329E-15,{"$f":"D361/weight","v":55.672703775535922}]
[25.800001000000002,0.91852783999999998,2.3148599999999968,2.5515160268428765E-15,{"$f":"D362/weight","v":55.813680795826805}]
[25.9,0.92079317999999999,2.2653626536266125,2.5031165780233041E-15,{"$f":"D363/weight","v":54.754956743659243}]
[26,0.92291659000000004,2.1234100000000176,2.3516763796462995E-15,{"$f":"D364/weight","v":51.442245867870838}]
[26.1,0.92504006999999999,2.1234799999999252,2.3571649054122368E-15,{"$f":"D365/weight","v":51.562305793780354}]
[26.200001,0.92732601999999997,2.285927140728599,2.5437596609061979E-15,{"$f":"D366/weight","v":55.644012517058023}]
[26.300001000000002,0.92980843999999996,2.4824199999999497,2.769810081149704E-15,{"$f":"D367/weight","v":60.588800582859378}]
[26.4,0.93229079000000004,2.4823748237483936,2.7771542226102005E-15,{"$f":"D368/weight","v":60.749451569521121}]
[26.5,0.93462663999999995,2.3358499999998839,2.6197771644526696E-15,{"$f":"D369/weight","v":57.306873589927029}]
[26.6,0.93687962999999996,2.2529899999999783,2.5329365251124154E-15,{"$f":"D370/weight","v":55.407259527835564}]
[26.700001,0.93913257000000006,2.2529174708254085,2.5389458092489992E-15,{"$f":"D371/weight","v":55.538710893644037}]
[26.800001000000002,0.94153041000000004,2.3978399999999502,2.7091671339772236E-15,{"$f":"D372/weight","v":59.262253518136028}]
[26.9,0.94396091000000004,2.4305243052431313,2.7531839219453093E-15,{"$f":"D373/weight","v":60.22510812201174}]
[27.001487999999998,0.94642758000000005,2.4305040990067877,2.7603553351236896E-15,{"$f":"D374/weight","v":60.381980727075629}]
[27.1,0.94889617000000004,2.5058774565534314,2.8533810252154711E-15,{"$f":"D375/weight","v":62.41689099923201}]
[27.200001,0.95140206999999999,2.505874941250565,2.8609135275202989E-15,{"$f":"D376/weight","v":62.581662325303469}]
[27.300001000000002,0.95392178999999999,2.5197199999999675,2.8843389752385228E-15,{"$f":"D377/weight","v":63.094087270978633}]
[27.4,0.95652241000000005,2.6006460064602002,2.9850914227874233E-15,{"$f":"D378/weight","v":65.29801814491114}]
[27.5,0.95912302000000005,2.6006099999999659,2.9931659004506009E-15,{"$f":"D379/weight","v":65.47464502639825}]
[27.6,0.96170831000000001,2.5852899999999255,2.9835538521117939E-15,{"$f":"D380/weight","v":65.264384227668302}]
[27.700001,0.96425771999999998,2.5493845061549409,2.9499164295699472E-15,{"$f":"D381/weight","v":64.528575263588223}]
[27.800001000000002,0.96680706999999999,2.5493499999999698,2.9576755246853648E-15,{"$f":"D382/weight","v":64.698303242358648}]
[27.9,0.96935861999999995,2.551575515755196,2.968070064933894E-15,{"$f":"D383/weight","v":64.925680827036658}]
[28,0.97191304000000001,2.5544200000000208,2.9792089291641841E-15,{"$f":"D384/weight","v":65.169340285192888}]
[28.1,0.97446739999999998,2.5543599999999413,2.9869686574367317E-15,{"$f":"D385/weight","v":65.339082114093813}]
[28.200001,0.97714871000000003,2.6812831871682059,3.1440148889833211E-15,{"$f":"D386/weight","v":68.774423356521609}]
[28.300001000000002,0.97992283000000002,2.7741199999999515,3.2621082253914628E-15,{"$f":"D387/weight","v":71.357681197372358}]
[28.400002000000001,0.98269700999999998,2.7741522584774052,3.2713813556285917E-15,{"$f":"D388/weight","v":71.560528259898419}]
[28.5,0.98543882000000005,2.7418648372968297,3.2423280598383359E-15,{"$f":"D389/weight","v":70.924995752853761}]
[28.6,0.98816716999999998,2.7283499999998959,{"$f":"B390*C390*0.0000000000000012","v":3.2352790779232765E-15},{"$f":"D390/weight","v":70.770801296536945}]
[28.700001,0.99089550999999998,2.7283127168728569,3.2441673852302579E-15,{"$f":"D391/weight","v":70.965230467911155}]
[28.800001000000002,0.99368166999999996,2.7861599999999425,3.3222673460245713E-15,{"$f":"D392/weight","v":72.673644695406352}]
[28.900002000000001,0.99648035000000001,2.7986520134799497,3.3465620855048462E-15,{"$f":"D393/weight","v":73.20508514888752}]
[29,0.99927896000000005,2.7986659733195189,3.35597762784734E-15,{"$f":"D394/weight","v":73.411047435345807}]
[29.1,1.0024957999999999,3.2168399999998418,3.8698423071262099E-15,{"$f":"D395/weight","v":84.651689814147119}]
[29.200001,1.0057425,3.2466675333247492,3.9183738259618399E-15,{"$f":"D396/weight","v":85.713302860011524}]
[29.300001000000002,1.0089923000000001,3.2498000000000338,3.9348278118480413E-15,{"$f":"D397/weight","v":86.073229078937842}]
[29.400002000000001,1.0123243,3.331966680333124,4.0476370047498642E-15,{"$f":"D398/weight","v":88.540897797150024}]
[29.5,1.0156563999999999,3.3321666433328367,4.0612036526010148E-15,{"$f":"D399/weight","v":88.837664325232723}]
[29.6,1.0189857,3.3293000000000434,4.0710109092120531E-15,{"$f":"D400/weight","v":89.052195248892474}]
[29.700001,1.0222967999999999,3.3110668893310438,4.0618717026588955E-15,{"$f":"D401/weight","v":88.852277728516853}]
[29.800001000000002,1.0256076999999999,3.3108999999999584,4.074821440715948E-15,{"$f":"D402/weight","v":89.135549531908282}]
[29.900002000000001,1.0289025000000001,3.2947670523296662,4.0679928684715492E-15,{"$f":"D403/weight","v":88.986176473879041}]
[30,1.0321369,3.2344646892937772,4.0060924290805707E-15,{"$f":"D404/weight","v":87.632122127779397}]
[30.1,1.0353713,3.2343999999999249,4.0185659192639061E-15,{"$f":"D405/weight","v":87.904976145617567}]
[30.200001,1.0388269000000001,3.4555654443457087,4.3076812059561306E-15,{"$f":"D406/weight","v":94.229290065213206}]
[30.300001000000002,1.0428317,{"$f":"(B407-B406)/ABS(A407-A406)*100","v":4.0047999999998627},5.0115988705918285E-15,{"$f":"D407/weight","v":109.62728695302194}]
[30.400002000000001,1.0468364999999999,4.0047599524004402,5.0307946702932517E-15,{"$f":"D408/weight","v":110.04718956224896}]
[30.5,1.0508645999999999,4.0281805636112766,5.0796868280485657E-15,{"$f":"D409/weight","v":111.1166914809772}]
[30.6,1.0549352999999999,4.0706999999999249,5.1531901508519047E-15,{"$f":"D410/weight","v":112.72455557166622}]
[30.700001,1.0590059999999999,4.0706592934070942,5.1730231388086465E-15,{"$f":"D411/weight","v":113.15839649110373}]
[30.800001000000002,1.0634885000000001,4.482500000000103,5.7205046415001315E-15,{"$f":"D412/weight","v":125.13439723394517}]
[30.900002000000001,1.0685571,5.0685493145068889,6.4992412280597635E-15,{"$f":"D413/weight","v":142.16903656562576}]
[31,1.0736258999999999,5.0689013780274665,6.5305245647951741E-15,{"$f":"D414/weight","v":142.85335057831844}]
[31.1,1.0786902,5.0643000000000606,6.5553729358320788E-15,{"$f":"D415/weight","v":143.39690156320728}]
[31.200001,1.0837494000000001,5.0591494085060118,6.5794201631744945E-15,{"$f":"D416/weight","v":143.92292775970935}]
[31.300001000000002,1.0888085000000001,5.0590999999999111,6.6100692988198837E-15,{"$f":"D417/weight","v":144.5933688055751}]
[31.400002000000001,1.0940098,5.2012479875201469,6.8282595246927816E-15,{"$f":"D418/weight","v":149.36621737541449}]
[31.5,1.0993512000000001,5.341506830136689,7.046630332222759E-15,{"$f":"D419/weight","v":154.14301611717511}]
[31.6,1.1046927,5.3414999999998125,7.0808592684597512E-15,{"$f":"D420/weight","v":154.8917642735706}]
[31.700001,1.1105020000000001,5.8092419075811161,7.741409708223175E-15,{"$f":"D421/weight","v":169.3411155637983}]
[31.800001000000002,1.1167175,6.2154999999998415,8.3291491454997878E-15,{"$f":"D422/weight","v":182.19774707156338}]
[31.900002000000001,1.1229328999999999,6.2153378466214733,8.3752888231036871E-15,{"$f":"D423/weight","v":183.207039276948}]
[32,1.1292120000000001,6.2792255845119342,8.5086922568854685E-15,{"$f":"D424/weight","v":186.12520110381161}]
[32.100002000000003,1.1355417000000001,6.3295734085316022,8.6249934583185248E-15,{"$f":"D425/weight","v":188.66925650642949}]
[32.200001,1.1418713,6.3296632966331021,8.673193028506472E-15,{"$f":"D426/weight","v":189.72360827089591}]
[32.299999,1.1492214999999999,7.3503470069400469,1.0136612175403381E-14,{"$f":"D427/weight","v":221.7354821043794}]
[32.400002000000001,1.1573319,8.1101566952991373,1.1263371668961925E-14,{"$f":"D428/weight","v":246.38302264323283}]
[32.5,1.1654422,8.1104622092442504,1.1342729904190176E-14,{"$f":"D429/weight","v":248.11896126284259}]
[32.600002000000003,1.1738639,8.4215315693682964,1.1862878270390146E-14,{"$f":"D430/weight","v":259.49705748960935}]
[32.700001,1.1825118999999999,8.6480864808650715,1.2271758211022482E-14,{"$f":"D431/weight","v":268.44118884139539}]
[32.799999,1.1911601000000001,8.64837296745951,1.2361916170507639E-14,{"$f":"D432/weight","v":270.41336832957757}]
[32.900002000000001,1.2002428000000001,9.0824275271740973,1.3081341895215018E-14,{"$f":"D433/weight","v":286.15059958060306}]
[33,1.2096456,9.4029880597611886,1.364913976001119E-14,{"$f":"D434/weight","v":298.57101491363869}]
[33.100002000000003,1.2190485,9.4027119457607498,1.3754834272094068E-14,{"$f":"D435/weight","v":300.8830520308673}]
[33.200001,1.2291350000000001,10.086600866009087,1.4877352986530496E-14,{"$f":"D436/weight","v":325.43782674353849}]
[33.299999,1.2397503999999999,10.615612312246144,1.5792851532422498E-14,{"$f":"D437/weight","v":345.46409468459672}]
[33.400002000000001,1.2503656999999999,10.614981550553376,1.5927130604333706E-14,{"$f":"D438/weight","v":348.40141084423124}]
[33.5,1.2619784999999999,11.613032260645266,1.7586476439288865E-14,{"$f":"D439/weight","v":384.69912474754869}]
[33.600002000000003,1.2744306000000001,12.451850962980496,1.9042823872634172E-14,{"$f":"D440/weight","v":416.55630687669003}]
[33.700001,1.2868828000000001,12.45232452324565,1.9229618698779635E-14,{"$f":"D441/weight","v":420.64239008804856}]
[33.799999,1.3003465000000001,13.46396927938564,2.1009390394267969E-14,{"$f":"D442/weight","v":459.57438512801167}]
[33.900002000000001,1.3147697,14.422767316980323,2.2755140950219229E-14,{"$f":"D443/weight","v":497.76217750475189}]
[34,1.3291930999999999,14.423688473769431,2.3006240635060629E-14,{"$f":"D444/weight","v":503.25491104443176}]
[34.100002000000003,1.3439989999999999,14.805603887921764,2.3878460183715555E-14,{"$f":"D445/weight","v":522.33446334210737}]
[34.200001,1.359229,15.230152301523573,2.4841517619177098E-14,{"$f":"D446/weight","v":543.40106834298126}]
[34.299999,1.3744588,15.230104602092098,2.5119781554319179E-14,{"$f":"D447/weight","v":549.48801206178211}]
[34.400002000000001,1.3910159,16.556603301900775,2.7636598131523775E-14,{"$f":"D448/weight","v":604.54265235559876}]
[34.5,1.4093566,18.341066821336529,3.1018924290829989E-14,{"$f":"D449/weight","v":678.53006635451425}]
[34.600002000000003,1.4276974,18.340433191335581,3.1421506538572209E-14,{"$f":"D450/weight","v":687.33643748178224}]
[34.700001,1.4475498,19.852598525985879,3.4485150030925388E-14,{"$f":"D451/weight","v":754.3527596038075}]
[34.799999,1.4699774999999999,22.428148562971341,3.956264850507024E-14,{"$f":"D452/weight","v":865.42158147120392}]
[34.900002000000001,1.4924052999999999,22.427127186184197,4.0164436171722453E-14,{"$f":"D453/weight","v":878.58551396468397}]
[35,1.5151941,22.789255785115898,{"$f":"B454*C454*0.0000000000000012","v":4.1436175090798173E-14},{"$f":"D454/weight","v":906.40443782727471}]
[35.100002000000003,1.5388092,23.614627707445031,4.3606087644949579E-14,{"$f":"D455/weight","v":953.87065217910879}]
[35.200001,1.5624243,23.615336153362279,4.4276610070418104E-14,{"$f":"D456/weight","v":968.53813779465122}]
[35.299999,1.5875208000000001,25.097001940039039,4.7810415116942799E-14,{"$f":"D457/weight","v":1045.8391089766585}]
[35.400002000000001,1.6175989,30.07719768406908,5.8383410266599233E-14,{"$f":"D458/weight","v":1277.1203433998389}]
[35.5,1.6476770999999999,30.078801576031655,5.9472183062725514E-14,{"$f":"D459/weight","v":1300.9369358346371}]
[35.600002000000003,1.6778006999999999,30.122997540048178,6.0648463630549337E-14,{"$f":"D460/weight","v":1326.6677356603736}]
[35.700001,1.7081923000000001,30.391903919040335,6.2298259508213428E-14,{"$f":"D461/weight","v":1362.7565469888102}]
[35.799999,1.7385839999999999,30.392307846156914,6.3407496173283434E-14,{"$f":"D462/weight","v":1387.0207806835715}]
[35.900002000000001,1.7694372,30.85227443176689,6.550939450101264E-14,{"$f":"D463/weight","v":1432.9992033526698}]
[36,1.8086735,39.237084741695085,8.5160490467469898E-14,{"$f":"D464/weight","v":1862.8612877061562}]
[36.100002000000003,1.8479097,39.235415291692746,8.7004205401256828E-14,{"$f":"D465/weight","v":1903.192022732035}]
[36.200001,1.887146,39.236692366924913,8.8854440464167464E-14,{"$f":"D466/weight","v":1943.6653837112015}]
[36.299999,1.9298575,42.71235424708523,9.891450862367313E-14,{"$f":"D467/weight","v":2163.726487436139}]
[36.400002000000001,1.9727522,42.893413197603614,1.0154169030129788E-13,{"$f":"D468/weight","v":2221.1953326265916}]
[36.5,2.0156469000000001,42.895557911158669,1.0375475799287694E-13,{"$f":"D469/weight","v":2269.6055532240252}]
[36.600002000000003,2.0668666,51.218675626485556,1.2703460393834048E-13,{"$f":"D470/weight","v":2778.8455019081252}]
[36.700001,2.1196894999999998,{"$f":"(B471-B470)/ABS(A471-A470)*100","v":52.823428234283796},1.3436311941865787E-13,{"$f":"D471/weight","v":2939.1546747381412}]
[36.799999,2.1725124999999998,52.824056481130022,1.3771310760715317E-13,{"$f":"D472/weight","v":3012.434704906645}]
[36.900002000000001,2.2270653,54.551163465095712,1.4578680387329091E-13,{"$f":"D473/weight","v":3189.0444935577666}]
[37,2.2822977999999998,55.233604672093584,1.5127144131502667E-13,{"$f":"D474/weight","v":3309.0193634913317}]
[37.100002000000003,2.3375300999999999,55.231195376090682,1.5492549798071135E-13,{"$f":"D475/weight","v":3388.9508043299534}]
[37.200001,2.4006538000000002,63.124331243314657,1.818475988060665E-13,{"$f":"D476/weight","v":3977.8640331755937}]
[37.299999,2.4693038,68.651373027460863,2.0342531555031196E-13,{"$f":"D477/weight","v":4449.870394098306}]
[37.400002000000001,2.5379540999999999,68.648240552782596,2.0907130028246499E-13,{"$f":"D478/weight","v":4573.3746897026804}]
[37.5,2.6117252999999998,73.772675453509464,2.3120875551674359E-13,{"$f":"D479/weight","v":5057.6251694485472}]
[37.600002000000003,2.6917800999999999,80.053198936018589,2.5858272940477917E-13,{"$f":"D480/weight","v":5656.4229918516439}]
[37.700001,2.7718349,80.055600556008173,2.6628108907392344E-13,{"$f":"D481/weight","v":5824.8224001660583}]
[37.799999,2.8557551000000001,83.921878437569404,2.8759239881960262E-13,{"$f":"D482/weight","v":6291.0011844545952}]
[37.900002000000001,2.9486656,92.907712768615951,3.2874453193859834E-13,{"$f":"D483/weight","v":7191.1922856694346}]
[38,3.0415760999999999,92.912358247165429,3.3912000988705951E-13,{"$f":"D484/weight","v":7418.1528880043898}]
[38.100002000000003,3.1365333,94.955300893978887,3.5739655591858144E-13,{"$f":"D485/weight","v":7817.9470870303703}]
[38.200001,3.2437548999999999,107.22267222672556,4.1736488211184197E-13,{"$f":"D486/weight","v":9129.737011451165}]
[38.299999,3.3509764999999998,107.2237444748901,4.3116509757283379E-13,{"$f":"D487/weight","v":9431.6127639646584}]
[38.402400999999998,3.4607717999999998,107.21987851799994,4.4527623836942397E-13,{"$f":"D488/weight","v":9740.2899189580312}]
[38.5,3.5814621,123.65936126394443,5.3145757881243006E-13,{"$f":"D489/weight","v":11625.482006892593}]
[38.600002000000003,3.7051205999999999,123.656026879458,5.4979259100628028E-13,{"$f":"D490/weight","v":12026.555136439574}]
[38.700001,3.8287789999999999,123.65963659636994,5.6815850369737518E-13,{"$f":"D491/weight","v":12428.304205495262}]
[38.799999,3.9661974999999998,137.42124842496926,6.540477743399904E-13,{"$f":"D492/weight","v":14307.107350371023}]
[38.900002000000001,4.1070637999999997,140.86207413777441,6.9423543058100331E-13,{"$f":"D493/weight","v":15186.200796687219}]
[39,4.2479296,140.86861737234861,7.180799633364886E-13,{"$f":"D494/weight","v":15707.793107274045}]
[39.100002000000003,4.4042249,156.29217415651146,8.2601506211429314E-13,{"$f":"D495/weight","v":18068.842415400297}]
[39.200001,4.5702237999999999,166.00056000560525,9.1039165218113418E-13,{"$f":"D496/weight","v":19914.556106824035}]
[39.299999,4.7362232000000004,166.0027200544026,9.4347112078172023E-13,{"$f":"D497/weight","v":20638.159988573192}]
[39.400002000000001,4.9104786000000002,174.25017249482332,1.0267820916985662E-12,{"$f":"D498/weight","v":22460.563566926099}]
[39.5,5.0961952000000004,185.72031440628942,1.1357603697837876E-12,{"$f":"D499/weight","v":24844.432123007075}]
[39.600002000000003,5.2819117999999996,185.71288574227793,1.1771028991370274E-12,{"$f":"D500/weight","v":25748.788087201818}]
[39.700001,5.4635444,181.63441634416955,1.1908412379173473E-12,{"$f":"D501/weight","v":26049.310305084367}]
[39.799999,5.6301836999999999,166.64263285265804,1.1258743622545437E-12,{"$f":"D502/weight","v":24628.178545613282}]
[39.900002000000001,5.7968229999999998,166.63430097096924,1.1591394581489241E-12,{"$f":"D503/weight","v":25355.8429711387}]
[40,5.9634609000000003,166.641232824658,1.1925101715331734E-12,{"$f":"D504/weight","v":26085.817748942522}]
[40.100002000000003,6.2039013000000001,240.43559128816568,1.7899664128307037E-12,{"$f":"D505/weight","v":39155.001555918592}]
[40.200001,6.4443397999999998,240.44090440905146,1.8593794677974951E-12,{"$f":"D506/weight","v":40673.392211600032}]
[40.299999,6.6847782000000002,240.44320886417921,1.9287714251439743E-12,{"$f":"D507/weight","v":42191.321362892224}]
[40.400002000000001,6.8681539999999996,183.37029889103093,1.5112985421715554E-12,{"$f":"D508/weight","v":33059.221863612453}]
[40.5,7.0311345999999997,162.98385967719463,1.3751537460214416E-12,{"$f":"D509/weight","v":30081.093521719304}]
[40.600002000000003,7.1941147000000001,162.97684046318548,1.4069689004829089E-12,{"$f":"D510/weight","v":30777.040894536498}]
[40.700001,7.3582916000000003,164.17854178542322,1.4496883019039144E-12,{"$f":"D511/weight","v":31711.515540047953}]
[40.799999,7.5238256000000003,165.53731074621604,1.4945686276170423E-12,{"$f":"D512/weight","v":32693.259784259008}]
[40.900002000000001,7.6893596999999998,165.52913412597411,1.5273756637489919E-12,{"$f":"D513/weight","v":33410.904283945529}]
[41,7.8500880999999998,160.73161463229366,1.5141088023825051E-12,{"$f":"D514/weight","v":33120.695499175396}]
[41.100002000000003,7.9910706999999999,140.97978040438707,1.3518952709783178E-12,{"$f":"D515/weight","v":29572.321055390385}]
[41.200001,8.1320534000000002,140.98410984110322,1.3757883717351803E-12,{"$f":"D516/weight","v":30094.975777068201}]
[41.299999,8.2730359999999994,140.98541970839423,1.3996529432671859E-12,{"$f":"D517/weight","v":30617.006430140231}]
[41.400002000000001,8.4008932000000005,127.85336439906791,{"$f":"B518*C518*0.0000000000000012","v":1.288898951492702E-12},{"$f":"D518/weight","v":28194.294646740826}]
[41.5,8.5275792999999993,126.68863377267505,1.2964168450861734E-12,{"$f":"D519/weight","v":28358.746411444099}]
[41.600002000000003,8.6542653999999999,126.6835663286696,1.3156238457921722E-12,{"$f":"D520/weight","v":28778.894039431489}]
[41.700001,8.7713736999999998,117.10947109471459,1.2326531217373076E-12,{"$f":"D521/weight","v":26963.933263532741}]
[41.799999,8.8829937000000001,111.62223244464988,1.1898475051029125E-12,{"$f":"D522/weight","v":26027.572684972365}]
[41.900002000000001,8.9946126999999994,111.61565153045228,1.2047274681294964E-12,{"$f":"D523/weight","v":26353.067605592983}]
[42,9.1013832000000008,106.77263545271116,1.1661344046348357E-12,{"$f":"D524/weight","v":25508.85541795121}]
[42.100002000000003,9.1990881000000009,97.702945941077886,1.0785336088098155E-12,{"$f":"D525/weight","v":23592.613150922269}]
[42.200001,9.2967929999999992,97.705877058771989,1.0900215766786222E-12,{"$f":"D526/weight","v":23843.909150977444}]
[42.299999,9.3938065000000002,97.015440308807769,1.0936131285278884E-12,{"$f":"D527/weight","v":23922.473316895946}]
[42.400002000000001,9.4792576000000004,85.448536543903103,9.7198642733120554E-13,{"$f":"D528/weight","v":21261.924135380224}]
[42.5,9.5647096999999999,85.453809076181543,9.8080905188748196E-13,{"$f":"D529/weight","v":21454.916515433873}]
[42.600002000000003,9.6501617,85.450290994177223,9.8953095048703678E-13,{"$f":"D530/weight","v":21645.705544092834}]
[42.700001,9.7275828999999998,77.421974219744499,9.037544070050729E-13,{"$f":"D531/weight","v":19769.368273503351}]
[42.799999,9.8024644999999992,74.883097661953158,8.8084668777759456E-13,{"$f":"D532/weight","v":19268.268489973892}]
[42.900002000000001,9.8773459999999993,74.879253622390664,8.8752995550012708E-13,{"$f":"D533/weight","v":19414.463053290056}]
[43,9.9481268000000007,70.782215644314761,8.4498054769750441E-13,{"$f":"D534/weight","v":18483.70696939214}]
[43.100002000000003,10.014054,{"$f":"(B535-B534)/ABS(A535-A534)*100","v":65.925881482367132},7.9222240459442931E-13,{"$f":"D535/weight","v":17329.637730728911}]
[43.200001,10.079981999999999,65.928659286594495,7.9747163867160639E-13,{"$f":"D536/weight","v":17444.4632196241}]
[43.299999,10.144708,64.72729454589161,7.8796740335767548E-13,{"$f":"D537/weight","v":17236.56079987072}]
[43.400002000000001,10.202705,57.995260142195484,7.1005023675489427E-13,{"$f":"D538/weight","v":15532.145142852904}]
[43.5,10.260702,57.998159963199939,7.1412220311687062E-13,{"$f":"D539/weight","v":15621.218238356796}]
[43.600002000000003,10.3187,57.996840063196267,7.1814239227212397E-13,{"$f":"D540/weight","v":15709.158722323811}]
[43.700001,10.370241,51.541515415156056,6.4139752363246008E-13,{"$f":"D541/weight","v":14030.386746796794}]
[43.799999,10.420555999999999,50.316006320126164,6.2918491386627433E-13,{"$f":"D542/weight","v":13763.239413210455}]
[43.900002000000001,10.470871000000001,50.313490595282886,6.3219128349950444E-13,{"$f":"D543/weight","v":13829.0028861019}]
[44,10.517302000000001,46.431928638573176,5.8600633912118762E-13,{"$f":"D544/weight","v":12818.720483018595}]
[44.100002000000003,10.560207,42.904141917159471,5.4369194376309705E-13,{"$f":"D545/weight","v":11893.105228895669}]
[44.200001,10.603111999999999,42.905429054291204,5.4591728360484447E-13,{"$f":"D546/weight","v":11941.783899255899}]
[44.299999,10.644962,41.850837016740769,5.3460068365367857E-13,{"$f":"D547/weight","v":11694.236523216101}]
[44.400002000000001,10.682677999999999,37.714868553942658,4.8347495588891405E-13,{"$f":"D548/weight","v":10575.875901571209}]
[44.5,10.720393,37.715754315086933,4.8519325025901329E-13,{"$f":"D549/weight","v":10613.463097762429}]
[44.600002000000003,10.758108,37.714245715084779,4.8688071424970313E-13,{"$f":"D550/weight","v":10650.375888252463}]
[44.700001,10.790927,32.819328193282907,4.2498116966730926E-13,{"$f":"D551/weight","v":9296.3411158337931}]
[44.799999,10.823062999999999,32.136642732854362,4.1738029068740988E-13,{"$f":"D552/weight","v":9130.0740696194134}]
[44.900002000000001,10.855198,32.134035978920572,4.1858558770836794E-13,{"$f":"D553/weight","v":9156.4395960296697}]
[45,10.885217000000001,30.01960039200916,3.9212383742436573E-13,{"$f":"D554/weight","v":8577.5964031543881}]
[45.100002000000003,10.913481000000001,28.263434731304461,3.7014294952179763E-13,{"$f":"D555/weight","v":8096.770788854481}]
[45.200001,10.941746,28.265282652826741,3.7112585208652365E-13,{"$f":"D556/weight","v":8118.2715003624144}]
[45.299999,10.96888,27.134542690854204,3.5716265115702825E-13,{"$f":"D557/weight","v":7812.8304875026352}]
[45.400002000000001,10.991799,22.918312450626175,3.0229618065177641E-13,{"$f":"D558/weight","v":6612.6421920119283}]
[45.5,11.014718,22.91945838916784,3.0294164504330159E-13,{"$f":"D559/weight","v":6626.7615403266773}]
[45.600002000000003,11.037637,22.91854162916653,3.0355985168655451E-13,{"$f":"D560/weight","v":6640.2846332210111}]
[45.700001,11.055552,17.915179151792433,2.3767463364234854E-13,{"$f":"D561/weight","v":5199.0643977232658}]
[45.799999,11.072725999999999,17.174343486868761,2.2820015959197887E-13,{"$f":"D562/weight","v":4991.8129970687323}]
[45.900002000000001,11.0899,17.173484795456663,2.2854267483976181E-13,{"$f":"D563/weight","v":4999.3054198112677}]
[46,11.104202000000001,14.302286045721708,1.905785679761701E-13,{"$f":"D564/weight","v":4168.8514779620327}]
[46.100002000000003,11.115912,11.709765804682498,1.5619767147055177E-13,{"$f":"D565/weight","v":3416.7792343032993}]
[46.200001,11.127623,11.711117111171507,1.5638027534635873E-13,{"$f":"D566/weight","v":3420.7736416788161}]
[46.299999,11.138384,10.761215224305019,1.4383505696994652E-13,{"$f":"D567/weight","v":3146.3505902032589}]
[46.400002000000001,11.144686999999999,6.3028109156715288,8.4291425850411091E-14,{"$f":"D568/weight","v":1843.8507486316728}]
[46.5,11.15099,6.3031260625221259,8.434331483030832E-14,{"$f":"D569/weight","v":1844.9858051746601}]
[46.600002000000003,11.157291000000001,6.3008739825206872,8.4360821492774665E-14,{"$f":"D570/weight","v":1845.3687583916562}]
[46.700001,11.158611000000001,1.3200132001318088,1.7675416578163205E-14,{"$f":"D571/weight","v":386.64466475938679}]
[46.799999,11.158841000000001,0.23000460009217782,3.0799017140366374E-15,{"$f":"D572/weight","v":67.37196605520144}]
[46.900002000000001,11.159071000000001,0.2299931002071661,3.0798112016662573E-15,{"$f":"D573/weight","v":67.369986123076657}]
[47,11.156098,-2.9730594611900232,-3.9801291250635712E-14,{"$f":"D574/weight","v":-870.64182303939504}]
[47.100002000000003,11.149376999999999,-6.7208655826887549,-8.9920156977265913E-14,{"$f":"D575/weight","v":-1966.9776265719756}]
[47.200001,11.142655,-6.7220672206723133,-8.9882011112112535E-14,{"$f":"D576/weight","v":-1966.1431967197025}]
[47.299999,11.135189,-7.4661493229855918,-9.9764380576399941E-14,{"$f":"D577/weight","v":-2182.317192486702}]
[47.400002000000001,11.120692999999999,-14.495565133047045,-1.9344087564734437E-13,{"$f":"D578/weight","v":-4231.4636367796438}]
[47.5,11.106196000000001,-14.497289945797659,-1.9321169232822984E-13,{"$f":"D579/weight","v":-4226.4503174501888}]
[47.600002000000003,11.091701,-14.494710105797527,-1.9292518869022143E-13,{"$f":"D580/weight","v":-4220.183132596002}]
[47.700001,11.070951000000001,-20.750207502075281,-2.7566943659436941E-13,{"$f":"D581/weight","v":-6030.1898076970365}]
[47.799999,11.047844,-23.107462149244455,{"$f":"B582*C582*0.0000000000000012","v":-3.0634516447290895E-13},{"$f":"D582/weight","v":-6701.2125510309097}]
[47.900002000000001,11.024735,-23.10830675079708,-3.0571554987149861E-13,{"$f":"D583/weight","v":-6687.4399123259946}]
[48,10.998244,-26.491529830596821,-3.4963237081221897E-13,{"$f":"D584/weight","v":-7648.1077661688705}]
[48.100002000000003,10.965509000000001,-32.734345313091453,-4.3073850976777462E-13,{"$f":"D585/weight","v":-9422.2812781607354}]
[48.200001,10.932774999999999,-32.734327343275837,-4.2945244274445892E-13,{"$f":"D586/weight","v":-9394.1489311300957}]
[48.302807000000001,10.899120999999999,-32.735443456607541,-4.2814507106666857E-13,{"$f":"D587/weight","v":-9365.5505508973129}]
[48.400002000000001,10.85666,-43.686403621585207,-5.6914611689078307E-13,{"$f":"D588/weight","v":-12449.907960653649}]
[48.5,10.812973,-43.687873757475678,-5.6687495924039162E-13,{"$f":"D589/weight","v":-12400.227038879155}]
[48.600002000000003,10.769285999999999,-43.686126277473186,-5.6456206573706889E-13,{"$f":"D590/weight","v":-12349.633157300083}]
[48.700001,10.718329000000001,-50.957509575095948,-6.5541522317583433E-13,{"$f":"D591/weight","v":-14337.019901193938}]
[48.799999,10.662267,-56.063121262426328,-7.1731196130403994E-13,{"$f":"D592/weight","v":-15690.993283232698}]
[48.900002000000001,10.606204999999999,-56.060318190454474,-7.13504672511827E-13,{"$f":"D593/weight","v":-15607.709933604267}]
[49,10.54735,-58.856177123542274,-7.4493203974079219E-13,{"$f":"D594/weight","v":-16295.174572006363}]
[49.100002000000003,10.477183,-70.165596688063445,-8.8216535616604158E-13,{"$f":"D595/weight","v":-19297.113982510109}]
[49.200001,10.407017,-70.166701667019282,-8.7627126849911758E-13,{"$f":"D596/weight","v":-19168.18250641377}]
[49.299999,10.33685,-70.168403368067459,-8.703843124262497E-13,{"$f":"D597/weight","v":-19039.407031890627}]
[49.400002000000001,10.259717,-77.130686079416776,-9.4960681342878691E-13,{"$f":"D598/weight","v":-20772.376504268927}]
[49.5,10.180880999999999,{"$f":"(B599-B598)/ABS(A599-A598)*100","v":-78.837576751536318},-9.6316318468290933E-13,{"$f":"D599/weight","v":-21068.918234741039}]
[49.600002000000003,10.102043999999999,-78.83542329153147,-9.5567869781961075E-13,{"$f":"D600/weight","v":-20905.197232672479}]
[49.700001,10.025779999999999,-76.264762647628999,-9.1753647846881495E-13,{"$f":"D601/weight","v":-20070.847131284376}]
[49.799999,9.9533080999999992,-72.473349466989831,-8.656194915407046E-13,{"$f":"D602/weight","v":-18935.177942534614}]
[49.900002000000001,9.8808354999999999,-72.470425887222021,-8.5928202816789869E-13,{"$f":"D603/weight","v":-18796.547750122023}]
[50,9.8083638999999998,-72.473049460989756,-8.5301045046730361E-13,{"$f":"D604/weight","v":-18659.358787879697}]
[50.100002000000003,9.7332020000000004,-75.160396792060993,-8.7786158925273793E-13,{"$f":"D605/weight","v":-19202.970316473256}]
[50.200001,9.6580399999999997,-75.16275162751927,-8.711098340743754E-13,{"$f":"D606/weight","v":-19055.277609716883}]
[50.299999,9.5828790999999995,-75.16240324806563,-8.643266678299923E-13,{"$f":"D607/weight","v":-18906.897794906359}]
[50.400002000000001,9.5339650999999996,-48.912532624020713,-5.5959645478802989E-13,{"$f":"D608/weight","v":-12241.011842932381}]
[50.5,9.4973220999999999,-36.643732874657488,-4.1762080086837733E-13,{"$f":"D609/weight","v":-9135.3351608010653}]
[50.600002000000003,9.4606781000000009,-36.643267134655048,-4.1600418587193689E-13,{"$f":"D610/weight","v":-9099.9721717264019}]
[50.700001,9.4368715000000005,-23.806838068381779,-2.6959448600715248E-13,{"$f":"D611/weight","v":-5897.3020071273922}]
[50.799999,9.4361916000000008,-0.67991359827170328,-7.6989539816846664E-15,{"$f":"D612/weight","v":-168.41240873066613}]
[50.900002000000001,9.4355115999999999,-0.67997960061287721,-7.699146491215403E-15,{"$f":"D613/weight","v":-168.41661982140027}]
[50.997340999999999,9.4348496999999991,-0.67999465784606716,-7.6987768722966824E-15,{"$f":"D614/weight","v":-168.40853451363481}]
[51.100002000000003,9.4796695999999994,43.658156456685752,4.9663787826538511E-13,{"$f":"D615/weight","v":10863.811050765489}]
[51.200001,9.5233287999999998,43.659636596367797,4.9894208951486807E-13,{"$f":"D616/weight","v":10914.215010533646}]
[51.299999,9.5669880000000003,43.660073201464762,5.0123447567704191E-13,{"$f":"D617/weight","v":10964.360299910744}]
[51.400002000000001,9.6371365000000004,70.146395608131257,8.1121246735027373E-13,{"$f":"D618/weight","v":17745.039903318397}]
[51.5,9.7191676999999999,82.032840656813079,9.5674912230113326E-13,{"$f":"D619/weight","v":20928.612460991331}]
[51.600002000000003,9.8011999000000003,82.03055938880982,9.6479749257425632E-13,{"$f":"D620/weight","v":21104.66825081388}]
[51.700001,9.8883714999999999,87.172471724719571,1.0343925419847274E-12,{"$f":"D621/weight","v":22627.039982717964}]
[51.799999,9.9851685000000003,96.798935978720664,1.1598644236418858E-12,{"$f":"D622/weight","v":25371.701383230364}]
[51.900002000000001,10.081966,96.794596162113422,1.1710557929881895E-12,{"$f":"D623/weight","v":25616.509375730293}]
[52.000003999999997,10.178766,96.798064038722728,1.1823418117238082E-12,{"$f":"D624/weight","v":25863.387796456875}]
[52.100002000000003,10.30969,130.92661853236245,1.6197754197802942E-12,{"$f":"D625/weight","v":35432.122428173534}]
[52.200001,10.440616,130.92730927309742,1.6403541120403793E-12,{"$f":"D626/weight","v":35882.275415227719}]
[52.299999,10.571543,130.92961859237246,1.6609537115074378E-12,{"$f":"D627/weight","v":36332.885741434024}]
[52.400002000000001,10.694329,122.78231653050253,1.5756893860311988E-12,{"$f":"D628/weight","v":34467.753092711944}]
[52.5,10.812547,118.22036440728949,1.5339158958131337E-12,{"$f":"D629/weight","v":33553.969983285977}]
[52.600002000000003,10.930763000000001,118.21363572728167,1.5505982826038983E-12,{"$f":"D630/weight","v":33918.892406448002}]
[52.700001,11.046991,116.22916229162614,1.5407790117277601E-12,{"$f":"D631/weight","v":33704.09867418732}]
[52.799999,11.157971,110.98221964439323,1.486003665969324E-12,{"$f":"D632/weight","v":32505.903706380181}]
[52.900002000000001,11.268950999999999,110.97667069987757,1.5007087971120672E-12,{"$f":"D633/weight","v":32827.574229718964}]
[53,11.379930999999999,110.98221964439323,1.5155640021360473E-12,{"$f":"D634/weight","v":33152.527576138229}]
[53.100002000000003,11.478389,98.45603087937981,1.3561399461954404E-12,{"$f":"D635/weight","v":29665.172107532737}]
[53.200001,11.575499000000001,97.110971109714868,1.3489295387634402E-12,{"$f":"D636/weight","v":29507.44651436236}]
[53.299999,11.672609,97.111942238844321,1.3602596771815371E-12,{"$f":"D637/weight","v":29755.290040480701}]
[53.400002000000001,11.763494,90.882273531793288,1.2829116952771307E-12,{"$f":"D638/weight","v":28063.325135382427}]
[53.5,11.848742,85.249704994100412,1.2121221120614488E-12,{"$f":"D639/weight","v":26514.823319323488}]
[53.600002000000003,11.933989,85.245295094095894,1.2207796967456334E-12,{"$f":"D640/weight","v":26704.205499541975}]
[53.700001,12.017882,83.893838938391809,1.2098715082663176E-12,{"$f":"D641/weight","v":26465.592007233805}]
[53.799999,12.09348,75.599511990239677,1.0971134235164684E-12,{"$f":"D642/weight","v":23999.041265177886}]
[53.900002000000001,12.169078000000001,75.595732128036602,1.10391643287982E-12,{"$f":"D643/weight","v":24147.855142520821}]
[54,12.244676,75.599511990239677,1.11082983609432E-12,{"$f":"D644/weight","v":24299.083853674318}]
[54.100002000000003,12.311448,66.770664586706218,9.8645227798161008E-13,{"$f":"D645/weight","v":21578.360466623188}]
[54.200001,12.375273,63.825638256384153,{"$f":"B646*C646*0.0000000000000012","v":9.4783163738639751E-13},{"$f":"D646/weight","v":20733.545037821539}]
[54.299999,12.439097,63.825276505530837,9.5271456660494306E-13,{"$f":"D647/weight","v":20840.357713064557}]
[54.400002000000001,12.499302,60.203193904182143,9.0299748236751803E-13,{"$f":"D648/weight","v":19752.810764296064}]
[54.5,12.552856999999999,53.556071121422121,8.0673804272284972E-13,{"$f":"D649/weight","v":17647.163148764343}]
[54.600002000000003,12.606413999999999,53.555928881420144,8.1017785396048701E-13,{"$f":"D650/weight","v":17722.408032353393}]
[54.700001,12.659969,53.555535555358382,8.1361370389108196E-13,{"$f":"D651/weight","v":17797.566263487795}]
[54.799999,12.706757,46.788935778715256,7.1344276467448861E-13,{"$f":"D652/weight","v":15606.355717430191}]
[54.900002000000001,12.753181,46.422607321779921,7.1044309639990138E-13,{"$f":"D653/weight","v":15540.738834835751}]
[55,12.799605,46.424928498570289,7.130648963219313E-13,{"$f":"D654/weight","v":15598.089955667145}]
[55.100002000000003,12.842411,42.805143897121134,6.5966550100916568E-13,{"$f":"D655/weight","v":14429.993508957892}]
[55.200001,12.882128,39.71739717397255,6.1397351306634323E-13,{"$f":"D656/weight","v":13430.49438642132}]
[55.299999,12.921844,39.716794335887279,6.1585706470610279E-13,{"$f":"D657/weight","v":13471.696537957117}]
[55.400002000000001,12.960720999999999,38.87583372498726,6.0463060146234068E-13,{"$f":"D658/weight","v":13226.120876522322}]
[55.5,12.993641999999999,32.921658433168851,5.1332669247225234E-13,{"$f":"D659/weight","v":11228.874071810078}]
[55.600002000000003,13.026562,32.919341613167319,5.1459101342772487E-13,{"$f":"D660/weight","v":11256.530729847824}]
[55.700001,13.059483,32.921329213293149,5.1592264703808625E-13,{"$f":"D661/weight","v":11285.659832892365}]
[55.799999,13.087474,27.991559831196899,4.3960657381228059E-13,{"$f":"D662/weight","v":9616.267633978161}]
[55.900002000000001,13.113363,{"$f":"(B663-B662)/ABS(A663-A662)*100","v":25.888223353298539},4.0737800430825716E-13,{"$f":"D663/weight","v":8911.2769257561849}]
[56,13.139253,25.890517810356783,4.0821847657354055E-13,{"$f":"D664/weight","v":8929.662015341657}]
[56.100002000000003,13.163620999999999,24.367512649745215,3.8491764148074211E-13,{"$f":"D665/weight","v":8419.9629350835421}]
[56.200001,13.183923,20.302203022031794,3.2119521764740136E-13,{"$f":"D666/weight","v":7026.0532022212283}]
[56.299999,13.204224999999999,20.302406048120243,3.2169304500088859E-13,{"$f":"D667/weight","v":7036.9430327010887}]
[56.400002000000001,13.224525999999999,20.300390988270063,3.2215565812145174E-13,{"$f":"D668/weight","v":7047.0625619423072}]
[56.5,13.240449,15.923318466370226,2.5299826327767982E-13,{"$f":"D669/weight","v":5534.2643980768289}]
[56.600002000000003,13.255521,15.071698566028131,2.3973986021718691E-13,{"$f":"D670/weight","v":5244.2406363227601}]
[56.700001,13.270593,15.072150721507665,2.4001965343174145E-13,{"$f":"D671/weight","v":5250.3610325898017}]
[56.799999,13.283386999999999,12.794255885117312,2.0394126275884893E-13,{"$f":"D672/weight","v":4461.1565912069373}]
[56.900002000000001,13.292705,9.3177204683862414,1.4862925135046415E-13,{"$f":"D673/weight","v":3251.22221633153}]
[57,13.302023,9.3181863637277154,1.4874087519431091E-13,{"$f":"D674/weight","v":3253.6639558793609}]
[57.100002000000003,13.311341000000001,9.3178136437271828,1.4883911374332606E-13,{"$f":"D675/weight","v":3255.8128959443625}]
[57.200001,13.316869000000001,5.5280552805529579,8.8339665595058388E-14,{"$f":"D676/weight","v":1932.4048311910913}]
[57.299999,13.322187,5.318106362126322,8.5018568930563894E-14,{"$f":"D677/weight","v":1859.7567948181668}]
[57.400002000000001,13.327506,5.3188404347869795,8.5064253369199302E-14,{"$f":"D678/weight","v":1860.7561288017703}]
[57.5,13.329644,2.1380427608556478,3.4199218630779501E-14,{"$f":"D679/weight","v":748.0980922886298}]
[57.600002000000003,13.328519,-1.1249775004499947,-1.7993140787184314E-14,{"$f":"D680/weight","v":-393.59479064409584}]
[57.700001,13.327394,-1.1250112501125793,-1.7992161821619468E-14,{"$f":"D681/weight","v":-393.57337605333038}]
[57.796700000000001,13.326305,-1.1261750380048694,-1.8009302447807378E-14,{"$f":"D682/weight","v":-393.94832233178909}]
[57.900002000000001,13.319347,-6.7355907920458229,-1.0765640521111578E-13,{"$f":"D683/weight","v":-2354.9529663406738}]
[58,13.312611,-6.7361347226945716,-1.0761064944819085E-13,{"$f":"D684/weight","v":-2353.9520721587073}]
[58.100002000000003,13.305875,-6.7358652826941867,-1.0755189776204221E-13,{"$f":"D685/weight","v":-2352.6668958860837}]
[58.200001,13.295921,-9.9540995409961859,-1.5881870534786585E-13,{"$f":"D686/weight","v":-3474.1135981263901}]
[58.299999,13.283498,-12.423248464969451,-1.9802903536550972E-13,{"$f":"D687/weight","v":-4331.8283138014131}]
[58.400002000000001,13.271075,-12.42262732118032,-1.9783394265171973E-13,{"$f":"D688/weight","v":-4327.5607166793443}]
[58.5,13.258107000000001,-12.968259365186366,-2.0632148432087152E-13,{"$f":"D689/weight","v":-4513.223254746752}]
[58.600002000000003,13.239775,-18.33163336733292,-2.9124804139917625E-13,{"$f":"D690/weight","v":-6370.9673167043775}]
[58.700001,13.221443000000001,-18.332183321832922,-2.9085350022619757E-13,{"$f":"D691/weight","v":-6362.3368417797537}]
[58.799999,13.203111,-18.332366647333966,-2.9045312608493787E-13,{"$f":"D692/weight","v":-6353.5787723480589}]
[58.900002000000001,13.180872000000001,-22.238332850013297,-3.5174474254730457E-13,{"$f":"D693/weight","v":-7694.3152916179961}]
[59,13.156161000000001,-24.711494229884682,-3.9013007596672071E-13,{"$f":"D694/weight","v":-8533.9834434828354}]
[59.100002000000003,13.131449999999999,-24.710505789885048,-3.8938172550550322E-13,{"$f":"D695/weight","v":-8517.6134919221222}]
[59.200001,13.105708,-25.742257422574305,-4.0484461084930975E-13,{"$f":"D696/weight","v":-8855.8596709318499}]
[59.299999,13.072811,-32.897657953159445,-5.1607783771716038E-13,{"$f":"D697/weight","v":-11289.054584457006}]
[59.400002000000001,13.039914,-32.896013119606273,-5.14753418427045E-13,{"$f":"D698/weight","v":-11260.083292597317}]
[59.5,13.007016999999999,-32.897657953159445,-5.1348047550831614E-13,{"$f":"D699/weight","v":-11232.238031587865}]
[59.600002000000003,12.966848000000001,-40.168196636064671,-6.2502588025675436E-13,{"$f":"D700/weight","v":-13672.261746655056}]
[59.700001,12.922461999999999,-44.38644386444119,-6.8829856098404934E-13,{"$f":"D701/weight","v":-15056.333478149994}]
[59.799999,12.878074,-44.388887777755485,-6.8597205789555681E-13,{"$f":"D702/weight","v":-15005.441890801316}]
[59.900002000000001,12.832700000000001,-45.372638820833863,-6.9870415463533781E-13,{"$f":"D703/weight","v":-15283.952852841017}]
[60,12.780922,-51.779035580712488,-7.941405779907732E-13,{"$f":"D704/weight","v":-17371.597223253462}]
[60.100002000000003,12.729144,-51.776964460709529,-7.9089172380390467E-13,{"$f":"D705/weight","v":-17300.529470344838}]
[60.200001,12.677365999999999,-51.778517785180036,-7.8769826508028407E-13,{"$f":"D706/weight","v":-17230.673477296128}]
[60.299999,12.617861,-59.506190123802547,-9.010090027460559E-13,{"$f":"D707/weight","v":-19709.313343275113}]
[60.400002000000001,12.55377,-64.089077327679007,-9.654714435406762E-13,{"$f":"D708/weight","v":-21119.410734778732}]
[60.5,12.489678,-64.09328186563819,-9.6060534295807233E-13,{"$f":"D709/weight","v":-21012.966181117081}]
[60.600002000000003,12.42437,-65.306693866120327,{"$f":"B710*C710*0.0000000000000012","v":-9.7367343368329131E-13},{"$f":"D710/weight","v":-21298.82691515714}]
[60.700001,12.349698999999999,-74.671746717469915,-1.1066083149179898E-12,{"$f":"D711/weight","v":-24206.739289529032}]
[60.799999,12.275028000000001,-74.672493449868071,-1.0999283375123366E-12,{"$f":"D712/weight","v":-24060.616700950279}]
[60.900002000000001,12.200358,-74.667759967201391,-1.0931680831895103E-12,{"$f":"D713/weight","v":-23912.738077848033}]
[61,12.118259,-82.100642012840254,-1.1939002127734554E-12,{"$f":"D714/weight","v":-26116.224502128443}]
[61.100002000000003,12.031128000000001,-87.12925741484807,-1.2579158982035834E-12,{"$f":"D715/weight","v":-27516.549248253683}]
[61.200001,11.943997,-87.131871318717131,-1.2488433715621722E-12,{"$f":"D716/weight","v":-27318.090331810221}]
[61.299999,11.85558,-88.418768375367819,-1.2579069383707719E-12,{"$f":"D717/weight","v":-27516.353254482423}]
[61.400002000000001,11.750249999999999,-105.32684019479352,-1.485140044798647E-12,{"$f":"D718/weight","v":-32487.012241133016}]
[61.5,11.644919,-105.33310666213353,-1.4719145941186862E-12,{"$f":"D719/weight","v":-32197.709303245676}]
[61.600002000000003,11.539588999999999,-105.32789344212787,-1.458528720669541E-12,{"$f":"D720/weight","v":-31904.897163324153}]
[61.700001,11.433733,-105.85705857058834,-1.4524096126337624E-12,{"$f":"D721/weight","v":-31771.04343124052}]
[61.799999,11.327427,-106.30812616252395,-1.4450370463353362E-12,{"$f":"D722/weight","v":-31609.770659407066}]
[61.900002000000001,11.221120000000001,-106.30381088567169,-1.4314173820865139E-12,{"$f":"D723/weight","v":-31311.844412841139}]
[62,11.114815,-106.30712614252428,-1.4179008483069852E-12,{"$f":"D724/weight","v":-31016.174115692313}]
[62.100002000000003,11.023814,-90.999180016396835,-1.2037896415839307E-12,{"$f":"D725/weight","v":-26332.552919067253}]
[62.200001,10.932814,-91.00091000910227,-1.1938752275523042E-12,{"$f":"D726/weight","v":-26115.67795758658}]
[62.299999,10.841813999999999,{"$f":"(B727-B726)/ABS(A727-A726)*100","v":-91.001820036402378},-1.1839497677953773E-12,{"$f":"D727/weight","v":-25898.561374035115}]
[62.400002000000001,10.773742,-68.069957901261333,-8.8004179725486127E-13,{"$f":"D728/weight","v":-19250.661740794658}]
[62.5,10.716264000000001,-57.479149582991717,-7.3915408971219506E-13,{"$f":"D729/weight","v":-16168.783573416638}]
[62.600002000000003,10.658785999999999,-57.476850462990214,-7.3516013884681629E-13,{"$f":"D730/weight","v":-16081.417044510177}]
[62.700001,10.613925,-44.861448614486719,-5.7138726118261914E-13,{"$f":"D731/weight","v":-12498.932348823651}]
[62.799999,10.591398999999999,-22.526450529011658,-2.8630395072782822E-13,{"$f":"D732/weight","v":-6262.8167522347949}]
[62.900002000000001,10.568872000000001,-22.526324210271888,-2.8569340465063762E-13,{"$f":"D733/weight","v":-6249.4612320244723}]
[62.996887000000001,10.547048,-22.525674769056547,-2.8509524762595398E-13,{"$f":"D734/weight","v":-6236.3767187820522}]
[63.100002000000003,10.564514000000001,16.938369781312343,2.1473477363022141E-13,{"$f":"D735/weight","v":4697.2615437541026}]
[63.200001,10.581452000000001,16.938169381694028,2.1507651153631806E-13,{"$f":"D736/weight","v":4704.7369623703498}]
[63.299999,10.598392,16.940338806776197,2.1544842154443167E-13,{"$f":"D737/weight","v":4712.8723870587501}]
[63.400002000000001,10.643293999999999,44.900652980408822,5.7346902055496072E-13,{"$f":"D738/weight","v":12544.470237623576}]
[63.5,10.700507,57.21414428288687,7.3466442167764911E-13,{"$f":"D739/weight","v":16070.573373706689}]
[63.600002000000003,10.757720000000001,57.211855762883602,7.3856294997298589E-13,{"$f":"D740/weight","v":16155.852561279993}]
[63.700001,10.823399,65.679656796569418,8.5305255803079924E-13,{"$f":"D741/weight","v":18660.279878746191}]
[63.799999,10.904752999999999,81.355627112542024,1.0645956225868486E-12,{"$f":"D742/weight","v":23287.723702531119}]
[63.900002000000001,10.986108,81.352559423216817,1.0724976046798532E-12,{"$f":"D743/weight","v":23460.577292927341}]
[64.000007999999994,11.067468,81.355118692883906,1.0804742073236333E-12,{"$f":"D744/weight","v":23635.063186455496}]
[64.099997999999999,11.167289,99.83098309830487,1.3378097272954629E-12,{"$f":"D745/weight","v":29264.203829913538}]
[64.200005000000004,11.267117000000001,99.821012529118377,1.3496340326688511E-12,{"$f":"D746/weight","v":29522.857116351744}]
[64.300003000000004,11.366944,99.828996579931669,1.3617007364403299E-12,{"$f":"D747/weight","v":29786.81279817925}]
[64.400002000000001,11.465938,98.994989949901992,1.3620845004914389E-12,{"$f":"D748/weight","v":29795.207526656035}]
[64.5,11.563679,97.742954859098774,1.3563217854025301E-12,{"$f":"D749/weight","v":29669.149787999526}]
[64.599997999999999,11.66142,97.742954859096983,1.3677859783835648E-12,{"$f":"D750/weight","v":29919.925719208142}]
[64.700005000000004,11.759161000000001,97.734158608893395,1.3791260475378163E-12,{"$f":"D751/weight","v":30167.986477329716}]
[64.800003000000004,11.846802,87.642752855057296,1.245943607770558E-12,{"$f":"D752/weight","v":27254.658831107983}]
[64.900002000000001,11.931799,84.997849978502018,1.2170127136507684E-12,{"$f":"D753/weight","v":26621.803825475195}]
[65,12.016795999999999,84.998699973999564,1.2256944454233096E-12,{"$f":"D754/weight","v":26811.714216321212}]
[65.099997999999999,12.098888000000001,82.093641872839143,1.1918901342379092E-12,{"$f":"D755/weight","v":26072.254611060842}]
[65.200005000000004,12.16747,68.577199596024059,1.0012932225223617E-12,{"$f":"D756/weight","v":21903.001869064628}]
[65.300003000000004,12.236052000000001,68.583371667434818,1.0070276424696711E-12,{"$f":"D757/weight","v":22028.440659619424}]
[65.400002000000001,12.304633000000001,68.581685816860343,1.0126469693973262E-12,{"$f":"D758/weight","v":22151.361823401261}]
[65.5,12.366555999999999,61.92423848476848,9.1894747557509328E-13,{"$f":"D759/weight","v":20101.712288024581}]
[65.599997999999999,12.423109,56.554131082622973,8.4309376180765583E-13,{"$f":"D760/weight","v":18442.434069563882}]
[65.700005000000004,12.479663,56.55004149709255,8.4687055262367657E-13,{"$f":"D761/weight","v":18525.050284716104}]
[65.800003000000004,12.536216,56.554131082621197,8.5076976353286382E-13,{"$f":"D762/weight","v":18610.344404271476}]
[65.900002000000001,12.582412,46.196461964621236,6.9751550085743255E-13,{"$f":"D763/weight","v":15257.951392595891}]
[66,12.627734999999999,45.323906478129636,6.8680593620472519E-13,{"$f":"D764/weight","v":15023.682739489253}]
[66.099997999999999,12.673059,45.324906498131057,6.8928625706435794E-13,{"$f":"D765/weight","v":15077.939046435546}]
[66.200005000000004,12.715316,42.254042217041992,6.4472819888043547E-13,{"$f":"D766/weight","v":14103.244311934286}]
[66.300003000000004,12.749807000000001,34.491689833797835,5.2771486618174139E-13,{"$f":"D767/weight","v":11543.611242263989}]
[66.400002000000001,12.784298,34.491344913449382,5.2913715815318525E-13,{"$f":"D768/weight","v":11574.723470938037}]
[66.5,12.818789000000001,34.491689833797835,5.3057003307947951E-13,{"$f":"D769/weight","v":11606.067198712104}]
[66.599997999999999,12.846696,27.907558151162213,4.3022389880436352E-13,{"$f":"D770/weight","v":9411.0243110307274}]
[66.700005000000004,12.870832999999999,24.135310528261432,3.7276986145487356E-13,{"$f":"D771/weight","v":8154.2337334603453}]
[66.800003000000004,12.894971999999999,24.139482789655855,3.7353354560051289E-13,{"$f":"D772/weight","v":8170.9391049669821}]
[66.901923999999994,12.919574000000001,24.138303195616157,3.7422791324423932E-13,{"$f":"D773/weight","v":8186.1281978882798}]
[67,12.934519999999999,15.239202251312683,{"$f":"B774*C774*0.0000000000000012","v":2.3653411956437871E-13},{"$f":"D774/weight","v":5174.1159795980157}]
[67.099997999999999,12.949759,15.239304786096932,2.3681438916900217E-13,{"$f":"D775/weight","v":5180.2467967610892}]
[67.200005000000004,12.964998,15.237933344664439,2.3707173040524928E-13,{"$f":"D776/weight","v":5185.8760624464285}]
[67.300003000000004,12.977866000000001,12.868257365148375,2.0040302368609043E-13,{"$f":"D777/weight","v":4383.7586269736421}]
[67.400002000000001,12.985644000000001,7.7780777807781156,1.2120401887859359E-13,{"$f":"D778/weight","v":2651.3031271183822}]
[67.5,12.993423,7.7791555831110264,1.2129343088900785E-13,{"$f":"D779/weight","v":2653.2589891847279}]
[67.599997999999999,13.001201,7.7781555631113743,1.2135043666233499E-13,{"$f":"D780/weight","v":2654.5059741154623}]
[67.700005000000004,13.004432,3.2307738458301682,5.0417254542572286E-14,{"$f":"D781/weight","v":1102.8629732429913}]
[67.800003000000004,13.005178000000001,0.74601492029965644,1.1642468194983416E-14,{"$f":"D782/weight","v":254.67565034831969}]
[67.900002000000001,13.005925,0.74700747007344526,1.1658627756257966E-14,{"$f":"D783/weight","v":255.02913611336672}]
[68.003235000000004,13.006697000000001,0.74782288609388925,1.1672046826906479E-14,{"$f":"D784/weight","v":255.32267443249674}]
[68.099997999999999,13.00048,-6.424976488948797,-1.0023333401405886E-13,{"$f":"D785/weight","v":-2192.5754143447034}]
[68.200005000000004,12.994054999999999,-6.4245502814800961,-1.0017715164938141E-13,{"$f":"D786/weight","v":-2191.3464412418607}]
[68.300003000000004,12.987629999999999,-6.4251285025702165,-1.0013663003260322E-13,{"$f":"D787/weight","v":-2190.460042504641}]
[68.400002000000001,12.979123,-8.5070850708507972,-1.3249740420724346E-13,{"$f":"D788/weight","v":-2898.3426899532951}]
[68.5,12.965277,-13.846276925537735,-2.1542497890996613E-13,{"$f":"D789/weight","v":-4712.3595861579097}]
[68.599997999999999,12.95143,-13.847276945539164,-2.1521044566091715E-13,{"$f":"D790/weight","v":-4707.6667329065322}]
[68.700005000000004,12.937583999999999,{"$f":"(B791-B790)/ABS(A791-A790)*100","v":-13.845030847840864},-2.1494549949183886E-13,{"$f":"D791/weight","v":-4701.8711114981452}]
[68.800003000000004,12.921224,-16.360327206543055,-2.5367454305884452E-13,{"$f":"D792/weight","v":-5549.0578241958492}]
[68.900002000000001,12.903085000000001,-18.139181391814173,-2.8086167919479589E-13,{"$f":"D793/weight","v":-6143.7686243949975}]
[69,12.884945,-18.14036280725697,-2.8048509246186198E-13,{"$f":"D794/weight","v":-6135.5308976933848}]
[69.099997999999999,12.866806,-18.139362787255546,-2.8007479433668368E-13,{"$f":"D795/weight","v":-6126.5557439616787}]
[69.200005000000004,12.836879,-29.924905256631224,-4.6097086543900674E-13,{"$f":"D796/weight","v":-10083.60538170867}]
[69.300003000000004,12.805377999999999,-31.501630032601298,-4.8406833622033435E-13,{"$f":"D797/weight","v":-10588.855926019416}]
[69.400002000000001,12.773878,-31.50031500315044,-4.8285741697417606E-13,{"$f":"D798/weight","v":-10562.367415046499}]
[69.5,12.741664999999999,-32.213644272886157,-4.9254655650514078E-13,{"$f":"D799/weight","v":-10774.31456147953}]
[69.599997999999999,12.705997999999999,-35.667713354267427,-5.4383267345267419E-13,{"$f":"D800/weight","v":-11896.183650465404}]
[69.700005000000004,12.670332999999999,-35.662503624744296,-5.4222695584706072E-13,{"$f":"D801/weight","v":-11861.059038687503}]
[69.800003000000004,12.634667,-35.666713334265999,-5.4076445515549269E-13,{"$f":"D802/weight","v":-11829.067255800739}]
[69.900002000000001,12.594981000000001,-39.686396863969556,-5.9981929735218735E-13,{"$f":"D803/weight","v":-13120.874979968803}]
[70,12.550416,-44.565891317827052,-6.7118457053942127E-13,{"$f":"D804/weight","v":-14681.96984893101}]
[70.099997999999999,12.505851,-44.565891317827052,-6.6880127580352646E-13,{"$f":"D805/weight","v":-14629.83596059475}]
[70.200005000000004,12.461285,-44.56288059835552,-6.663729066684944E-13,{"$f":"D806/weight","v":-14576.716082713825}]
[70.300003000000004,12.409777,-51.509030180604043,-7.6705869363307907E-13,{"$f":"D807/weight","v":-16779.188775496172}]
[70.400002000000001,12.355624000000001,-54.153541535416515,-8.0292095697598702E-13,{"$f":"D808/weight","v":-17563.665493564698}]
[70.5,12.301473,-54.152083041662124,-7.9938046491691728E-13,{"$f":"D809/weight","v":-17486.218245902459}]
[70.601134999999999,12.246706,-54.152370593761191,-7.9582579423780639E-13,{"$f":"D810/weight","v":-17408.460844996116}]
[70.700005000000004,12.183070000000001,-64.363305350455775,-9.409711854191727E-13,{"$f":"D811/weight","v":-20583.474620005047}]
[70.800003000000004,12.118703999999999,-64.367287345748807,-9.3605772315129056E-13,{"$f":"D812/weight","v":-20475.994043070856}]
[70.900002000000001,12.054338,-64.366643666438392,-9.3107673441696906E-13,{"$f":"D813/weight","v":-20367.036344063563}]
[71,11.987185,-67.154343086861516,-9.6598984096281605E-13,{"$f":"D814/weight","v":-21130.75052960671}]
[71.099997999999999,11.911443,-75.743514870297872,-1.0826574719966464E-12,{"$f":"D815/weight","v":-23682.821474575339}]
[71.200005000000004,11.835699999999999,-75.737698361111896,-1.0756904117911344E-12,{"$f":"D816/weight","v":-23530.419032143138}]
[71.300003000000004,11.759957,-75.744514890297509,-1.0689026857149101E-12,{"$f":"D817/weight","v":-23381.939472319773}]
[71.400002000000001,11.677106,-82.85182851828759,-1.1609635006822406E-12,{"$f":"D818/weight","v":-25395.743378050316}]
[71.5,11.586945,-90.162803256065843,-1.2536537308486269E-12,{"$f":"D819/weight","v":-27423.315560616498}]
[71.599997999999999,11.496784,-90.162803256065843,-1.2438987286433827E-12,{"$f":"D820/weight","v":-27209.927687086354}]
[71.700005000000004,11.406624000000001,-90.153689241747642,-1.2340190824721526E-12,{"$f":"D821/weight","v":-26993.813262573389}]
[71.800003000000004,11.306205,-100.42100842016953,-1.3624566090061954E-12,{"$f":"D822/weight","v":-29803.347293620274}]
[71.900002000000001,11.202049000000001,-104.1570415704187,-1.4001267400402407E-12,{"$f":"D823/weight","v":-30627.370598569967}]
[72,11.097894,-104.15708314166395,-1.387109121666448E-12,{"$f":"D824/weight","v":-30342.613932731671}]
[72.103515999999999,10.990078,-104.15394721588997,-1.3735920046926166E-12,{"$f":"D825/weight","v":-30046.930878374849}]
[72.200005000000004,10.874465000000001,-119.81987584076248,-1.5635724553616607E-12,{"$f":"D826/weight","v":-34202.698711904639}]
[72.300003000000004,10.754642,-119.82539650793116,-1.5464150903410199E-12,{"$f":"D827/weight","v":-33827.386276283985}]
[72.400002000000001,10.634817999999999,-119.82519825198756,-1.5291830102685669E-12,{"$f":"D828/weight","v":-33450.439470348341}]
[72.5,10.511679000000001,-123.14146282925572,-1.5533082346218818E-12,{"$f":"D829/weight","v":-33978.171829078514}]
[72.599997999999999,10.374245999999999,-137.43574871497663,-1.7109507196360214E-12,{"$f":"D830/weight","v":-37426.555944982763}]
[72.700005000000004,10.236813,-137.4233803633673,-1.6881329359291956E-12,{"$f":"D831/weight","v":-36927.423475155869}]
[72.800003000000004,10.09938,-137.43574871497486,-1.6656190222284514E-12,{"$f":"D832/weight","v":-36434.938074500569}]
[72.900002000000001,9.9464769000000004,-152.90462904629493,-1.8250348328544498E-12,{"$f":"D833/weight","v":-39922.113179215434}]
[73,9.7707108999999992,-175.76951539031012,-2.0608717438941846E-12,{"$f":"D834/weight","v":-45080.977922437414}]
[73.099997999999999,9.5949449999999992,-175.76941538830891,-2.0237974479995732E-12,{"$f":"D835/weight","v":-44269.988340156699}]
[73.200005000000004,9.4191798999999996,-175.75279730417935,-1.9865366588835601E-12,{"$f":"D836/weight","v":-43454.919272181825}]
[73.300003000000004,9.2256002000000006,-193.58357167143367,-2.1431095650344316E-12,{"$f":"D837/weight","v":-46879.906657423846}]
[73.400002000000001,9.0206651999999998,-204.93704937050094,{"$f":"B838*C838*0.0000000000000012","v":-2.2184022113365915E-12},{"$f":"D838/weight","v":-48526.911686109335}]
[73.5,8.8157300999999997,-204.93919878397713,-2.1680263960677485E-12,{"$f":"D839/weight","v":-47424.955185086001}]
[73.599997999999999,8.6107949999999995,-204.93919878397713,-2.1176273138316915E-12,{"$f":"D840/weight","v":-46322.489725832529}]
[73.700005000000004,8.4096641999999999,-201.11672182946134,-2.0295889147086952E-12,{"$f":"D841/weight","v":-44396.675012253581}]
[73.800003000000004,8.2094278000000003,-200.24040480809705,-1.9726309750978145E-12,{"$f":"D842/weight","v":-43150.736430334007}]
[73.900002000000001,8.0091924999999993,-200.23730237303107,-1.924486920463575E-12,{"$f":"D843/weight","v":-42097.599052671845}]
[74,7.8089589999999998,-200.23750475009575,-1.8763757578269632E-12,{"$f":"D844/weight","v":-41045.181178017701}]
[74.099997999999999,7.6032523999999997,-205.71071421428567,-1.876884577866578E-12,{"$f":"D845/weight","v":-41056.311470351677}]
[74.200005000000004,7.3975482000000001,-205.68980171386917,-1.8259202669121476E-12,{"$f":"D846/weight","v":-39941.481795105821}]
[74.300003000000004,7.1918445000000002,-205.70781415628437,-1.775302334216275E-12,{"$f":"D847/weight","v":-38834.22904485451}]
[74.400002000000001,6.9865149999999998,-205.33155331554002,-1.721462372654784E-12,{"$f":"D848/weight","v":-37656.495337897984}]
[74.5,6.7828344999999999,-203.68457369147507,-1.6578705042627951E-12,{"$f":"D849/weight","v":-36265.441467845507}]
[74.599997999999999,6.5791539999999999,-203.68457369147507,-1.6080866132886754E-12,{"$f":"D850/weight","v":-35176.433140885521}]
[74.700005000000004,6.3754739999999996,-203.66574339795213,-1.5581587820691784E-12,{"$f":"D851/weight","v":-34084.276162369104}]
[74.800003000000004,6.1823597000000001,-193.11816236324802,-1.4327111331991216E-12,{"$f":"D852/weight","v":-31340.144847119689}]
[74.900002000000001,6.0093411999999997,-173.02023020230791,-1.2476851173458558E-12,{"$f":"D853/weight","v":-27292.753853250102}]
[75,5.8363233000000001,-173.02136042720926,-1.2117703167108233E-12,{"$f":"D854/weight","v":-26507.127896994683}]
[75.099997999999999,5.6633047999999997,{"$f":"(B855-B854)/ABS(A855-A854)*100","v":-173.02196043921029},-1.1758513188729476E-12,{"$f":"D855/weight","v":-25721.410128131676}]
[75.200005000000004,5.5005835999999997,-162.70981031326983,-1.0739986970019393E-12,{"$f":"D856/weight","v":-23493.413256655793}]
[75.300003000000004,5.3490995999999997,-151.48702974059574,-9.7238305222873041E-13,{"$f":"D857/weight","v":-21270.600191181264}]
[75.400002000000001,5.1976155999999998,-151.4855148551533,-9.448361702222119E-13,{"$f":"D858/weight","v":-20668.020053311408}]
[75.5,5.0461311000000002,-151.48752975059557,-9.1731112216398653E-13,{"$f":"D859/weight","v":-20065.917526794066}]
[75.599997999999999,4.9097341999999999,-136.39962799256097,-8.0362310210682461E-13,{"$f":"D860/weight","v":-17579.024716784395}]
[75.700005000000004,4.784008,-125.7173997820088,-7.2171965555559408E-13,{"$f":"D861/weight","v":-15787.410329966378}]
[75.800003000000004,4.6582818000000001,-125.72871457429218,-7.0281573940658405E-13,{"$f":"D862/weight","v":-15373.892589677109}]
[75.900002000000001,4.5325556000000002,-125.72745727457661,-6.8384002865237162E-13,{"$f":"D863/weight","v":-14958.804363004265}]
[76,4.4194255,-113.1323626472539,-5.9997605803022564E-13,{"$f":"D864/weight","v":-13124.304074810192}]
[76.099997999999999,4.3125806000000004,-106.84703694073907,-5.5294375041373764E-13,{"$f":"D865/weight","v":-12095.485844087219}]
[76.200005000000004,4.2057357,-106.83742138049841,-5.3919594863508661E-13,{"$f":"D866/weight","v":-11794.756625832077}]
[76.300003000000004,4.0988908000000004,-106.84703694073907,-5.2554520406838664E-13,{"$f":"D867/weight","v":-11496.150506232703}]
[76.400002000000001,4.0038090000000004,-95.082750827511276,-4.5683180820953656E-13,{"$f":"D868/weight","v":-9993.0646927335929}]
[76.5,3.9132535000000002,-90.557311146223725,-4.2524845775225884E-13,{"$f":"D869/weight","v":-9302.1879659797287}]
[76.599997999999999,3.8226981000000002,-90.557211144223416,-4.1540745477878606E-13,{"$f":"D870/weight","v":-9086.9188503270143}]
[76.700005000000004,3.7321428999999999,-90.548861579685109,-4.055295490172455E-13,{"$f":"D871/weight","v":-8870.8424967765095}]
[76.800003000000004,3.6457405000000001,-86.404128082562082,-3.7800843494134071E-13,{"$f":"D872/weight","v":-8268.8260249933683}]
[76.900002000000001,3.5607185000000001,-85.022850228504893,-3.6329092287763987E-13,{"$f":"D873/weight","v":-7946.8846725619915}]
[77,3.4756966,-85.023600472010074,-3.5461948689638859E-13,{"$f":"D874/weight","v":-7757.1994991955262}]
[77.099997999999999,3.3906744,-85.023900478010148,-3.4594603528672412E-13,{"$f":"D875/weight","v":-7567.4702345360129}]
[77.200005000000004,3.3137832,-76.885817992736548,-3.0573951837910572E-13,{"$f":"D876/weight","v":-6687.9642165508794}]
[77.300003000000004,3.2395700999999999,-74.21458429168645,-2.8850801790633249E-13,{"$f":"D877/weight","v":-6311.030089191886}]
[77.400002000000001,3.1653574,-74.213442134423602,-2.8189448188760346E-13,{"$f":"D878/weight","v":-6166.3608868832562}]
[77.5,3.0911442999999998,-74.21458429168645,-2.752895870521393E-13,{"$f":"D879/weight","v":-6021.8807079785038}]
[77.599997999999999,3.0260615,-65.084101682033932,-2.3633819323450573E-13,{"$f":"D880/weight","v":-5169.830147363381}]
[77.700005000000004,2.9644078999999999,-61.649284550078455,-2.1930435137952059E-13,{"$f":"D881/weight","v":-4797.2197455399946}]
[77.800003000000004,2.9027542999999998,-61.654833096662408,-2.1476259826454294E-13,{"$f":"D882/weight","v":-4697.8701996441478}]
[77.900002000000001,2.8411008999999998,-61.654016540167319,-2.1019833825706108E-13,{"$f":"D883/weight","v":-4598.0283219343055}]
[78,2.7860364999999998,-55.065501310026562,-1.8409739584863817E-13,{"$f":"D884/weight","v":-4027.0776977845771}]
[78.099997999999999,2.7341492000000001,-51.888337766755413,-1.7024454863316491E-13,{"$f":"D885/weight","v":-3724.0506407472453}]
[78.200005000000004,2.6822617000000002,-51.883868129228198,-1.6699933479705534E-13,{"$f":"D886/weight","v":-3653.0625194666832}]
[78.300003000000004,2.6303744,-51.888337766755853,-1.6378290638427334E-13,{"$f":"D887/weight","v":-3582.7040710599244}]
[78.400002000000001,2.5814694999999999,-48.905389053892222,-1.5149732427390794E-13,{"$f":"D888/weight","v":-3313.9604883878956}]
[78.5,2.5345944999999999,-46.875937518750668,-1.425737921008429E-13,{"$f":"D889/weight","v":-3118.76078317773}]
[78.599997999999999,2.4877194999999999,-46.875937518750668,-1.3993702061541318E-13,{"$f":"D890/weight","v":-3061.0821636938417}]
[78.700005000000004,2.4408444999999999,-46.871718979669048,-1.3728789297248494E-13,{"$f":"D891/weight","v":-3003.133256810921}]
[78.800003000000004,2.3958225,-45.022900458009339,-1.2944025351907088E-13,{"$f":"D892/weight","v":-2831.4683960592697}]
[78.900002000000001,2.3527448,-43.07813078130917,-1.2162221782733408E-13,{"$f":"D893/weight","v":-2660.4511090979563}]
[79,2.3096671,-43.078561571231695,-1.1939656365167776E-13,{"$f":"D894/weight","v":-2611.7655627736845}]
[79.099997999999999,2.2665894,-43.078561571231695,-1.1716969322952131E-13,{"$f":"D895/weight","v":-2563.0534114062875}]
[79.200005000000004,2.22505,-41.536492445526711,-1.1090492701910305E-13,{"$f":"D896/weight","v":-2426.0134485566641}]
[79.300003000000004,2.1863277000000001,-38.723074461489354,-1.0159359638918012E-13,{"$f":"D897/weight","v":-2222.3307634018411}]
[79.400002000000001,2.1476054000000002,-38.722687226873369,-9.9793262629133134E-14,{"$f":"D898/weight","v":-2182.9489791010205}]
[79.5,2.1088830999999999,-38.723074461489801,-9.7994924774252922E-14,{"$f":"D899/weight","v":-2143.6108546528931}]
[79.599997999999999,2.0717753999999999,-37.108442168843581,-9.2256429141279317E-14,{"$f":"D900/weight","v":-2018.0829096439245}]
[79.700005000000004,2.0415239000000001,-30.249382543220321,-7.4105804906672483E-14,{"$f":"D901/weight","v":-1621.0432137855969}]
[79.800003000000004,2.0112724000000002,-30.252105042100908,{"$f":"B902*C902*0.0000000000000012","v":-7.3014268695694083E-14},{"$f":"D902/weight","v":-1597.1661724440157}]
[79.900002000000001,1.9810209000000001,-30.251802518026231,-7.1915343661059112E-14,{"$f":"D903/weight","v":-1573.1275027055574}]
[80,1.9507699000000001,-30.251605032100866,-7.0816704627973085E-14,{"$f":"D904/weight","v":-1549.095089168899}]
[80.099997999999999,1.9207118999999999,-30.058601172023771,-6.9280695562152003E-14,{"$f":"D905/weight","v":-1515.4953316924341}]
[80.200005000000004,1.8906543,-30.055496115270312,-6.8189463562762931E-14,{"$f":"D906/weight","v":-1491.6249448920598}]
[80.300003000000004,1.8605967000000001,-30.05820116402338,-6.7111427872461676E-14,{"$f":"D907/weight","v":-1468.0432235656085}]
[80.400002000000001,1.8305391,-30.057900579006869,-6.6026594728541652E-14,{"$f":"D908/weight","v":-1444.3128098921325}]
[80.5,1.8030444000000001,-27.495249904998147,-5.9490187641368937E-14,{"$f":"D909/weight","v":-1301.3307808251036}]
[80.599997999999999,1.7765367999999999,-26.508130162603607,-5.6511202479666345E-14,{"$f":"D910/weight","v":-1236.1663353889114}]
[80.700005000000004,1.7500290999999999,-26.50584459087732,-5.5663199224935481E-14,{"$f":"D911/weight","v":-1217.6165075706888}]
[80.800003000000004,1.7235214999999999,-26.508130162603383,-5.4824798712054505E-14,{"$f":"D912/weight","v":-1199.2767369744222}]
[80.900002000000001,1.6978005,-25.721257212572823,-5.2403476027361693E-14,{"$f":"D913/weight","v":-1146.3109981723192}]
[81,1.6733224,-24.478589571791652,-4.9152686701062453E-14,{"$f":"D914/weight","v":-1075.2009146440375}]
[81.099997999999999,1.6488444,-24.478489569791549,-4.8433464537131045E-14,{"$f":"D915/weight","v":-1059.468136226564}]
[81.200005000000004,1.6243662000000001,-24.476486645933441,-4.7710533122886781E-14,{"$f":"D916/weight","v":-1043.6542190230605}]
[81.300376999999997,1.5997961999999999,-24.478938349342357,-4.6993575061574605E-14,{"$f":"D917/weight","v":-1027.9709672005797}]
[81.400002000000001,1.5783094,-21.567678795482291,-4.0848564214908452E-14,{"$f":"D918/weight","v":-893.55061856295049}]
[81.5,1.5567416999999999,{"$f":"(B919-B918)/ABS(A919-A918)*100","v":-21.568131362627469},-4.0291211379935993E-14,{"$f":"D919/weight","v":-881.35868525955925}]
[81.599997999999999,1.535174,-21.568131362627245,-3.9733001395787906E-14,{"$f":"D920/weight","v":-869.14800206395523}]
[81.700005000000004,1.5136063,-21.566190366673318,-3.9171265927195255E-14,{"$f":"D921/weight","v":-856.86019990794898}]
[81.800003000000004,1.4933459,-20.260805216104409,-3.6307668480201761E-14,{"$f":"D922/weight","v":-794.21982761446077}]
[81.900002000000001,1.4741677,-19.178391783918482,-3.3926598846957609E-14,{"$f":"D923/weight","v":-742.13461276007286}]
[82,1.4549897000000001,-19.178383567671393,-3.3485220664333355E-14,{"$f":"D924/weight","v":-732.47959169178887}]
[82.099997999999999,1.4358116000000001,-19.178483569671492,-3.3044027015692486E-14,{"$f":"D925/weight","v":-722.82860725142973}]
[82.196083000000002,1.4173851,-19.177290940312954,-3.261792772459748E-14,{"$f":"D926/weight","v":-713.50780755026858}]
[82.300003000000004,1.3993392,-17.36518475750535,-2.9159740495703679E-14,{"$f":"D927/weight","v":-637.86095442643784}]
[82.400002000000001,1.3819739,-17.365473654737123,-2.8798357622381177E-14,{"$f":"D928/weight","v":-629.95580779027955}]
[82.5,1.3646084000000001,-17.365847316946372,-2.8437097346186978E-14,{"$f":"D929/weight","v":-622.0533429311173}]
[82.599997999999999,1.347243,-17.365747314946496,-2.8075057811796555E-14,{"$f":"D930/weight","v":-614.13383202256159}]
[82.700005000000004,1.3304517,-16.790124691270712,-2.6806139926455712E-14,{"$f":"D931/weight","v":-586.37661746327763}]
[82.800003000000004,1.3143028999999999,-16.149122982459826,-2.5469807001964315E-14,{"$f":"D932/weight","v":-557.14471827085697}]
[82.900002000000001,1.2981541000000001,-16.148961489615257,-2.5156608682183386E-14,{"$f":"D933/weight","v":-550.29359491433559}]
[83,1.2820053,-16.149122982459826,-2.4843913504638364E-14,{"$f":"D934/weight","v":-543.45347764982148}]
[83.099997999999999,1.2658564999999999,-16.149122982459826,-2.4530966755975386E-14,{"$f":"D935/weight","v":-536.60785733930368}]
[83.200005000000004,1.2512127,-14.64277500574884,-2.1985471260522624E-14,{"$f":"D936/weight","v":-480.92587393972838}]
[83.300003000000004,1.2368459000000001,-14.367087341746828,-2.1323847688297759E-14,{"$f":"D937/weight","v":-466.45304818489831}]
[83.400002000000001,1.2224789,-14.367143671437187,-2.1076235989920591E-14,{"$f":"D938/weight","v":-461.03661334806282}]
[83.5,1.2081120000000001,-14.367187343746926,-2.0828605723474541E-14,{"$f":"D939/weight","v":-455.61977234004962}]
[83.599997999999999,1.1939006999999999,-14.211584231684874,-2.036066443478104E-14,{"$f":"D940/weight","v":-445.38369095017748}]
[83.700005000000004,1.1805291,-13.370664053515505,-1.894134960179881E-14,{"$f":"D941/weight","v":-414.33658632553124}]
[83.800003000000004,1.1671575000000001,-13.371867437348762,-1.8728490442208864E-14,{"$f":"D942/weight","v":-409.68035330060235}]
[83.900002000000001,1.1537858999999999,-13.371733717337747,-1.8513741385942653E-14,{"$f":"D943/weight","v":-404.98277932828512}]
[84,1.1404144000000001,-13.37176743534866,-1.8299227364067217E-14,{"$f":"D944/weight","v":-400.29034666581066}]
[84.099997999999999,1.1276807,-12.733954679093731,-1.7231801911546434E-14,{"$f":"D945/weight","v":-376.94072124564286}]
[84.200005000000004,1.1158790999999999,-11.800773945823273,-1.5801884411962468E-14,{"$f":"D946/weight","v":-345.66168633207496}]
[84.300003000000004,1.1040772999999999,-11.802036040720862,-1.5636432103610132E-14,{"$f":"D947/weight","v":-342.04246457208615}]
[84.400002000000001,1.0922756,-11.801818018180469,-1.5469005428278661E-14,{"$f":"D948/weight","v":-338.38005410107689}]
[84.5,1.0804739000000001,-11.801936038720765,-1.5302020631168611E-14,{"$f":"D949/weight","v":-334.72730958934113}]
[84.599997999999999,1.0687097000000001,-11.764435288705851,-1.5087319329674693E-14,{"$f":"D950/weight","v":-330.03078023896205}]
[84.700005000000004,1.0569712,-11.737678362514126,-1.4887665580848711E-14,{"$f":"D951/weight","v":-325.66341178450955}]
[84.800003000000004,1.0452325,-11.73893477869564,-1.4723899375287589E-14,{"$f":"D952/weight","v":-322.0810730391629}]
[84.900002000000001,1.0334939999999999,-11.738617386174328,-1.4558148764288218E-14,{"$f":"D953/weight","v":-318.45532599438377}]
[85,1.0217555,-11.738734774695441,-1.4392940182903592E-14,{"$f":"D954/weight","v":-314.84143569186335}]
[85.099997999999999,1.0113177,-10.438008760175324,-1.2667371614304432E-14,{"$f":"D955/weight","v":-277.09511849617047}]
[85.200005000000004,1.0013913000000001,-9.9257052006353437,-1.1927417801137186E-14,{"$f":"D956/weight","v":-260.90884120169716}]
[85.300003000000004,0.99146478999999998,-9.9267085341708565,-1.1810378390667498E-14,{"$f":"D957/weight","v":-258.3486376882708}]
[85.400002000000001,0.98153836000000005,-9.9265292652928974,-1.1691923106657115E-14,{"$f":"D958/weight","v":-255.75746234750082}]
[85.5,0.97161191999999996,-9.9266385327708111,-1.1573808388765716E-14,{"$f":"D959/weight","v":-253.17373679284037}]
[85.599997999999999,0.96217202999999996,-9.4400788015760977,-1.0899575740646929E-14,{"$f":"D960/weight","v":-238.4250911216665}]
[85.700005000000004,0.95287120000000003,-9.300178987470332,-1.0634247254406768E-14,{"$f":"D961/weight","v":-232.62110663508963}]
[85.800003000000004,0.94357044000000001,-9.3009460189204578,-1.0531317272986831E-14,{"$f":"D962/weight","v":-230.36954283268577}]
[85.900002000000001,0.93426967000000005,-9.3008630086303388,-1.0427417056545931E-14,{"$f":"D963/weight","v":-228.09675541765816}]
[86,0.92496889999999998,-9.3009560191205107,-1.0323714069545132E-14,{"$f":"D964/weight","v":-225.82828234002744}]
[86.099997999999999,0.91623354000000001,-8.7355347106942389,-9.6045478701267098E-15,{"$f":"D965/weight","v":-210.09672813021353}]
[86.200005000000004,0.90766471999999998,-8.5682202245838788,{"$f":"B966*C966*0.0000000000000012","v":-9.3324854532543151E-15},{"$f":"D966/weight","v":-204.14544084371116}]
[86.300003000000004,0.89909583000000004,-8.5690613812276197,-9.2452888258509524E-15,{"$f":"D967/weight","v":-202.23803964490867}]
[86.400002000000001,0.89052695000000004,-8.5689656896571673,-9.1570738563180537E-15,{"$f":"D968/weight","v":-200.30836250428922}]
[86.5,0.88195807000000004,-8.5690513810276752,-9.0690528212904041E-15,{"$f":"D969/weight","v":-198.38292762531245}]
[86.599997999999999,0.87386620000000004,-8.0920318406368654,-8.4856237378276121E-15,{"$f":"D970/weight","v":-185.62058387014255}]
[86.700005000000004,0.86597729000000001,-7.8883578149525801,-8.1973664677715484E-15,{"$f":"D971/weight","v":-179.31503881821007}]
[86.800003000000004,0.85808837000000004,-7.8890777815556463,-8.1234310732539615E-15,{"$f":"D972/weight","v":-177.6977232827775}]
[86.900002000000001,0.85019946000000002,-7.8889888898891742,-8.0486569129557307E-15,{"$f":"D973/weight","v":-176.06205998662122}]
[87,0.84231054999999999,-7.8890677813557035,-7.9740540262812027E-15,{"$f":"D974/weight","v":-174.43014325182747}]
[87.099997999999999,0.83452742999999996,-7.7832756655133926,-7.7944284457469166E-15,{"$f":"D975/weight","v":-170.50088523062237}]
[87.200005000000004,0.82682621000000001,-7.7006809523328998,-7.6405498154839227E-15,{"$f":"D976/weight","v":-167.13483435716387}]
[87.300003000000004,0.81912499999999999,-7.7013640272806079,-7.570055770615473E-15,{"$f":"D977/weight","v":-165.59279735763042}]
[87.400002000000001,0.81142378000000004,-7.7012970129703264,-7.4988186398005106E-15,{"$f":"D978/weight","v":-164.03450556628448}]
[87.5,0.80372255999999997,-7.7013740274806635,-7.4277216586611228E-15,{"$f":"D979/weight","v":-162.47927950886842}]
[87.599997999999999,0.79666656000000002,-7.0561411228224529,-6.745670010232201E-15,{"$f":"D980/weight","v":-147.55959544998262}]
[87.700005000000004,0.79076707000000002,-5.8990770646051862,-5.5977550632984528E-15,{"$f":"D981/weight","v":-122.44928544021361}]
[87.800003000000004,0.78486758000000001,-5.8996079921598881,-5.5564932573062284E-15,{"$f":"D982/weight","v":-121.54669527637328}]
[87.900002000000001,0.77896810000000005,{"$f":"(B983-B982)/ABS(A983-A982)*100","v":-5.8995389953900972},-5.5146632185379195E-15,{"$f":"D983/weight","v":-120.6316751836403}]
[88,0.77306861000000004,-5.8996079921598881,-5.4729621000527228E-15,{"$f":"D984/weight","v":-119.71947518509997}]
[88.099997999999999,0.76709735000000001,-5.9713794275886229,-5.4967552016972996E-15,{"$f":"D985/weight","v":-120.23994245489652}]
[88.200005000000004,0.76034378999999996,-6.7530872838898333,-6.1616015755603211E-15,{"$f":"D986/weight","v":-134.7832660706093}]
[88.300003000000004,0.75359016999999995,-6.7537550751015614,-6.1074761222209782E-15,{"$f":"D987/weight","v":-133.59928731294909}]
[88.400002000000001,0.74683659999999996,-6.753637536375563,-6.0526364343589223E-15,{"$f":"D988/weight","v":-132.39968488009163}]
[88.5,0.74008304000000003,-6.753695073901457,-5.9979542178312182E-15,{"$f":"D989/weight","v":-131.20352708747842}]
[88.599997999999999,0.73332942000000001,-6.7537550751015614,-5.9432727504555415E-15,{"$f":"D990/weight","v":-130.00738568235082}]
[88.700005000000004,0.72699051999999997,-6.3384563080581504,-5.5295971768709701E-15,{"$f":"D991/weight","v":-120.95835123609309}]
[88.800003000000004,0.72079700000000002,-6.1936438728774492,-5.3572319071661357E-15,{"$f":"D992/weight","v":-117.18791043055523}]
[88.900002000000001,0.71460341999999999,-6.193641936419592,-5.3111972520250356E-15,{"$f":"D993/weight","v":-116.18091556140266}]
[89,0.70840990999999998,-6.1936338726775055,-5.265157937179708E-15,{"$f":"D994/weight","v":-115.17381876255746}]
[89.099997999999999,0.70221633000000006,-6.1937038740774417,-5.2191840042737319E-15,{"$f":"D995/weight","v":-114.1681521748708}]
[89.200005000000004,0.69624322999999999,-5.9726819122659034,-4.9901272156303072E-15,{"$f":"D996/weight","v":-109.15760066315633}]
[89.300003000000004,0.69072473000000001,-5.5186103722074611,-4.5742087911818375E-15,{"$f":"D997/weight","v":-100.05950449795453}]
[89.400002000000001,0.68520616999999995,-5.5186151861520969,-4.5376670104885376E-15,{"$f":"D998/weight","v":-99.260163532869328}]
[89.5,0.67968768000000002,-5.5186003720074064,-4.5011096204362215E-15,{"$f":"D999/weight","v":-98.460481117535579}]
[89.599997999999999,0.67416918000000003,-5.5186103722074611,-4.4645724352447191E-15,{"$f":"D1000/weight","v":-97.661240677733275}]
[89.700005000000004,0.66865063000000002,-5.5181637285387337,-4.4276683842366878E-15,{"$f":"D1001/weight","v":-96.853975153485791}]
[89.800003000000004,0.66351694000000006,-5.1337926758535186,-4.0876300882520867E-15,{"$f":"D1002/weight","v":-89.415735020648043}]
[89.900002000000001,0.65845578999999999,-5.0612006120063491,-3.9990922167925488E-15,{"$f":"D1003/weight","v":-87.47899449305703}]
[90,0.65339464000000003,-5.061251225024491,-3.9683933065493236E-15,{"$f":"D1004/weight","v":-86.807464642149057}]
[90.099997999999999,0.64833348999999996,-5.061251225024602,-3.9376544045843701E-15,{"$f":"D1005/weight","v":-86.135059983805988}]
[90.200005000000004,0.64327234,-5.0607957442976019,-3.9065639048356324E-15,{"$f":"D1006/weight","v":-85.454964224852077}]
[90.300003000000004,0.63829374000000005,-4.978699573991455,-3.8134473257032949E-15,{"$f":"D1007/weight","v":-83.41806578101891}]
[90.400002000000001,0.63352328999999996,-4.7704977049772932,-3.6266656811935972E-15,{"$f":"D1008/weight","v":-79.332270914159608}]
[90.5,0.62875276999999996,-4.7706154123082767,-3.5994451861122251E-15,{"$f":"D1009/weight","v":-78.73683039660348}]
[90.599997999999999,0.62398231000000004,-4.7705554111081732,-3.5720906224875332E-15,{"$f":"D1010/weight","v":-78.138457168140235}]
[90.700005000000004,0.61921185000000001,-4.7701260911734078,-3.5444623219785053E-15,{"$f":"D1011/weight","v":-77.534096023895302}]
[90.800003000000004,0.61444138999999998,-4.7705554111082842,-3.5174720374480748E-15,{"$f":"D1012/weight","v":-76.943691296070028}]
[90.900002000000001,0.60999453000000003,-4.4469044690447728,-3.2551048818598389E-15,{"$f":"D1013/weight","v":-71.20448506759486}]
[91,0.60571933,-4.2752855057101762,-3.1075476864929747E-15,{"$f":"D1014/weight","v":-67.976713768221884}]
[91.099997999999999,0.60144412999999997,-4.2752855057101762,-3.0856144457801598E-15,{"$f":"D1015/weight","v":-67.496930422522965}]
[91.200005000000004,0.59716897999999996,-4.2748507604465571,-3.0633699219217136E-15,{"$f":"D1016/weight","v":-67.010337847352389}]
[91.300003000000004,0.59289378000000004,-4.2752855057100652,-3.0417482208715825E-15,{"$f":"D1017/weight","v":-66.537369342362041}]
[91.405135999999999,0.58839905000000003,-4.2752798835762462,-3.018684746376449E-15,{"$f":"D1018/weight","v":-66.032862457054776}]
[91.5,0.58446717000000004,-4.1447545960532448,-2.9069675869196796E-15,{"$f":"D1019/weight","v":-63.589081657036857}]
[91.599997999999999,0.58032256000000004,-4.1446928938578962,-2.8863105486929076E-15,{"$f":"D1020/weight","v":-63.137214874446883}]
[91.700005000000004,0.57617790000000002,-4.1443698941072249,-2.865473210891908E-15,{"$f":"D1021/weight","v":-62.681404090417104}]
[91.800003000000004,0.57203322999999995,-4.1447528950579997,-2.845123663334254E-15,{"$f":"D1022/weight","v":-62.236263577963506}]
[91.900002000000001,0.56788855999999999,-4.1447114471145641,-2.824481058380887E-15,{"$f":"D1023/weight","v":-61.784712519086881}]
[92,0.56378859000000003,-4.1000520010399999,-2.7738750439116241E-15,{"$f":"D1024/weight","v":-60.677720476622092}]
[92.099997999999999,0.55990892999999997,-3.8797375947519823,-2.6067596704300269E-15,{"$f":"D1025/weight","v":-57.022119644234444}]
[92.200005000000004,0.55602925999999997,-3.8793984421088576,-2.5884708540131294E-15,{"$f":"D1026/weight","v":-56.622057034050002}]
[92.300003000000004,0.55214958999999997,-3.8797475949519251,-2.5706412526274299E-15,{"$f":"D1027/weight","v":-56.232039620877181}]
[92.400002000000001,0.54826993000000002,-3.8796987969880439,-2.5525466254148626E-15,{"$f":"D1028/weight","v":-55.836224843804686}]
[92.5,0.54439031999999998,-3.8796875937519326,-2.5344772447951737E-15,{"$f":"D1029/weight","v":-55.440962328705567}]
[92.599997999999999,0.54063355999999996,-3.7568351367027839,{"$f":"B1030*C1030*0.0000000000000012","v":-2.4372853851464554E-15},{"$f":"D1030/weight","v":-53.314918293192086}]
[92.700005000000004,0.53714662999999996,-3.4866859319845838,-2.2474339178807137E-15,{"$f":"D1031/weight","v":-49.161971934590987}]
[92.800003000000004,0.53365976000000004,-3.4869397387947179,-2.2330073089675823E-15,{"$f":"D1032/weight","v":-48.846394005088399}]
[92.900002000000001,0.53017281999999999,-3.4869748697488574,-2.2184391599566615E-15,{"$f":"D1033/weight","v":-48.52771992656902}]
[93,0.52668594999999996,-3.4869397387948289,-2.2038266027038874E-15,{"$f":"D1034/weight","v":-48.208074430504375}]
[93.099997999999999,0.52319901999999996,-3.4869997399948214,-2.1892738160466542E-15,{"$f":"D1035/weight","v":-47.889736399062883}]
[93.200005000000004,0.51974708000000003,-3.4516983811130784,-2.1528121855490996E-15,{"$f":"D1036/weight","v":-47.092148696506307}]
[93.300003000000004,0.51635224000000002,-3.394907898157995,-2.1035619573690872E-15,{"$f":"D1037/weight","v":-46.014814090004883}]
[93.400002000000001,0.51295738999999996,-3.3948839488396563,-2.0897169716996203E-15,{"$f":"D1038/weight","v":-45.711959002030156}]
[93.5,0.50956254999999995,-3.394907898157995,-2.0759015107206337E-15,{"$f":"D1039/weight","v":-45.409749758186031}]
[93.599997999999999,0.50616771000000005,-3.394907898157884,-2.0620713077657875E-15,{"$f":"D1040/weight","v":-45.107218037850956}]
[93.700005000000004,0.50277280999999996,-3.3946623736337633,-2.0480927287117405E-15,{"$f":"D1041/weight","v":-44.801440632930166}]
[93.800003000000004,0.49936667000000001,-3.4062081241624513,-2.0411361699479397E-15,{"$f":"D1042/weight","v":-44.649267906521466}]
[93.900002000000001,0.49594113000000001,-3.4255742557426703,-2.0386598007503147E-15,{"$f":"D1043/weight","v":-44.595098041047457}]
[94,0.49251561999999999,-3.4255785115702735,-2.0245811093816522E-15,{"$f":"D1044/weight","v":-44.287130707976935}]
[94.099997999999999,0.48909008999999998,-3.425598511970271,-2.0105115414280869E-15,{"$f":"D1045/weight","v":-43.97936294699322}]
[94.200005000000004,0.48566454999999997,-3.4253002289838026,-1.9962562731891786E-15,{"$f":"D1046/weight","v":-43.66753304556407}]
[94.300003000000004,0.48223904000000001,{"$f":"(B1047-B1046)/ABS(A1047-A1046)*100","v":-3.425578511570218},-1.9823372314371009E-15,{"$f":"D1047/weight","v":-43.36305800203651}]
[94.400002000000001,0.47896522000000002,-3.2738527385274718,-1.8816739165876955E-15,{"$f":"D1048/weight","v":-41.16107688032416}]
[94.5,0.47608509999999998,-2.8801776035521307,-1.6454515708858518E-15,{"$f":"D1049/weight","v":-35.993780864489231}]
[94.599997999999999,0.47320497,-2.8801876037520739,-1.6355029063534466E-15,{"$f":"D1050/weight","v":-35.776156683134005}]
[94.700005000000004,0.47032487000000001,-2.8798984071113529,-1.6253854127254251E-15,{"$f":"D1051/weight","v":-35.55483941376653}]
[94.800003000000004,0.46744475000000002,-2.8801776035520756,-1.6155886798175989E-15,{"$f":"D1052/weight","v":-35.340538693094217}]
[94.900002000000001,0.46456465000000002,-2.8801288012881003,-1.605607234230391E-15,{"$f":"D1053/weight","v":-35.122197435573426}]
[95,0.46169123000000001,-2.8734774695494245,-1.5919912167522735E-15,{"$f":"D1054/weight","v":-34.824350961070031}]
[95.099997999999999,0.45887336000000001,-2.8179263585271888,-1.5516856036439228E-15,{"$f":"D1055/weight","v":-33.942677242134735}]
[95.200005000000004,0.45605549000000001,-2.817672762906454,-1.5420181590563481E-15,{"$f":"D1056/weight","v":-33.731204666361862}]
[95.300003000000004,0.45323762000000001,-2.8179263585271888,-1.5326282832889557E-15,{"$f":"D1057/weight","v":-33.525803828867538}]
[95.400002000000001,0.45041975000000001,-2.8178981789818791,-1.5230843919629678E-15,{"$f":"D1058/weight","v":-33.317033945231785}]
[95.5,0.44760188000000001,-2.8179263585271888,-1.5135709629339884E-15,{"$f":"D1059/weight","v":-33.108930415600334}]
[95.599997999999999,0.44478402,-2.81791635832719,-1.5040369990566338E-15,{"$f":"D1060/weight","v":-32.900377692054235}]
[95.700005000000004,0.44216390999999999,-2.6199266051375165,-1.3901243899687564E-15,{"$f":"D1061/weight","v":-30.408572061455263}]
[95.800003000000004,0.43957712999999998,-2.58683173663476,-1.3645344846993881E-15,{"$f":"D1062/weight","v":-29.848800228053442}]
[95.900002000000001,0.43699038000000001,-2.5867758677587305,-1.3564754033120611E-15,{"$f":"D1063/weight","v":-29.672510135681797}]
[96,0.4344036,-2.58683173663476,-1.3484748227860699E-15,{"$f":"D1064/weight","v":-29.497499732861986}]
[96.099997999999999,0.43181681999999999,-2.58683173663476,-1.3404449452664396E-15,{"$f":"D1065/weight","v":-29.321848466714627}]
[96.200005000000004,0.42923002999999998,-2.5866089373742582,-1.3323002781449052E-15,{"$f":"D1066/weight","v":-29.143686210970511}]
[96.300003000000004,0.42674452000000002,-2.4855597111942083,-1.2728387830618934E-15,{"$f":"D1067/weight","v":-27.842983071624637}]
[96.400002000000001,0.4243519,-2.392643926439352,-1.2183875954495991E-15,{"$f":"D1068/weight","v":-26.651878970230168}]
[96.5,0.42195925000000001,-2.3926978539570904,-1.211545190318812E-15,{"$f":"D1069/weight","v":-26.502203321781263}]
[96.599997999999999,0.41956660000000001,-2.3926978539570904,-1.2046753240944876E-15,{"$f":"D1070/weight","v":-26.351926969792633}]
[96.700005000000004,0.41717398,-2.3924525283229081,-1.1976827318418363E-15,{"$f":"D1071/weight","v":-26.19896602115702}]
[96.800003000000004,0.41478133,-2.3926978539570904,-1.1909356777829612E-15,{"$f":"D1072/weight","v":-26.051376150040202}]
[96.900002000000001,0.41238620999999998,-2.3951439514396182,-1.1852692038463298E-15,{"$f":"D1073/weight","v":-25.927423658968312}]
[97,0.40996975000000002,-2.4165083301665726,-1.1888343791895687E-15,{"$f":"D1074/weight","v":-26.005410846387594}]
[97.099997999999999,0.40755329000000001,-2.4165083301666277,-1.1818271043261783E-15,{"$f":"D1075/weight","v":-25.852128719856008}]
[97.200005000000004,0.40513684999999999,-2.4162708610396244,-1.1747044384660573E-15,{"$f":"D1076/weight","v":-25.696322448388443}]
[97.300003000000004,0.40272038999999998,-2.4165083301666277,-1.1678126125955435E-15,{"$f":"D1077/weight","v":-25.54556573544189}]
[97.400002000000001,0.40030392999999997,-2.4164841648417341,-1.1607937295626967E-15,{"$f":"D1078/weight","v":-25.392029683535021}]
[97.5,0.39788750000000001,-2.4164783295665759,-1.1537838256265051E-15,{"$f":"D1079/weight","v":-25.238690046790463}]
[97.599997999999999,0.39551285000000003,-2.3746974939498724,-1.1270680484639663E-15,{"$f":"D1080/weight","v":-24.654290088853532}]
[97.700005000000004,0.39316585999999998,-2.3468257221993758,-1.1072301040063664E-15,{"$f":"D1081/weight","v":-24.220340747382277}]
[97.800003000000004,0.39081888999999997,-2.3470169403388255,-1.1007102665212992E-15,{"$f":"D1082/weight","v":-24.077721173605788}]
[97.900002000000001,0.38847189999999998,-2.3470134701347689,-1.0940985384826162E-15,{"$f":"D1083/weight","v":-23.933091520341772}]
[98,0.38612490999999999,-2.347036940738823,-1.0874993130113439E-15,{"$f":"D1084/weight","v":-23.788735357151594}]
[98.099997999999999,0.38377794999999998,-2.3470069401388267,-1.0808754145467019E-15,{"$f":"D1085/weight","v":-23.643839479312664}]
[98.198562999999993,0.38146471999999998,-2.3469081316899003,-1.074315183984973E-15,{"$f":"D1086/weight","v":-23.500336318577116}]
[98.300003000000004,0.37933776000000002,-2.0967665615139275,-9.5445927682511457E-16,{"$f":"D1087/weight","v":-20.878522748394694}]
[98.400002000000001,0.37724099,-2.0967909679097709,-9.4919460066880821E-16,{"$f":"D1088/weight","v":-20.763359468450467}]
[98.5,0.37514417999999999,-2.0968519370387586,-9.4394616060218011E-16,{"$f":"D1089/weight","v":-20.648551348308157}]
[98.599997999999999,0.37304741000000002,-2.0968119362387081,-9.3865231448512228E-16,{"$f":"D1090/weight","v":-20.532749983844344}]
[98.700005000000004,0.37095061000000001,-2.0966532342735045,-9.3330575545467532E-16,{"$f":"D1091/weight","v":-20.415795539528879}]
[98.800003000000004,0.36885383999999999,-2.0968119362387636,-9.2810056132740375E-16,{"$f":"D1092/weight","v":-20.3019334118983}]
[98.900002000000001,0.36683932000000002,-2.0145401454014817,-8.8681504446213687E-16,{"$f":"D1093/weight","v":-19.398824579515242}]
[99,0.36498450999999998,-1.8548470969419906,{"$f":"B1094*C1094*0.0000000000000012","v":-8.1238855056275388E-16},{"$f":"D1094/weight","v":-17.770766386052632}]
[99.099997999999999,0.36312972999999998,-1.8548170963419388,-8.0824707767283854E-16,{"$f":"D1095/weight","v":-17.680172855198617}]
[99.200005000000004,0.36127495999999998,-1.8546401751876485,-8.0404206612637284E-16,{"$f":"D1096/weight","v":-17.588189434468312}]
[99.300003000000004,0.35942014999999999,-1.8548470969419351,-8.0000330617192178E-16,{"$f":"D1097/weight","v":-17.499842719598711}]
[99.400002000000001,0.35756536999999999,-1.8547985479855387,-7.9585407490309422E-16,{"$f":"D1098/weight","v":-17.409079476432666}]
[99.5,0.35571057,-1.8548370967419365,-7.9174219312706319E-16,{"$f":"D1099/weight","v":-17.319133242702147}]
[99.599997999999999,0.35384956000000001,-1.8610472209444271,-7.9023688832449007E-16,{"$f":"D1100/weight","v":-17.286205132172032}]
[99.700005000000004,0.35198399000000002,-1.8654394192405419,-7.8792577186508248E-16,{"$f":"D1101/weight","v":-17.235650122918585}]
[99.800003000000004,0.3501184,-1.8656273125462908,-7.8382853959800873E-16,{"$f":"D1102/weight","v":-17.146024342992064}]
[99.900002000000001,0.34825283000000001,-1.8655886558866008,-7.7963583483408583E-16,{"$f":"D1103/weight","v":-17.054310129597805}]
[100,0.34638727000000002,-1.865597311946239,-7.754629917652754E-16,{"$f":"D1104/weight","v":-16.96303038508378}]
[100.1,0.34452167,-1.8656000000001289,-7.7128755306245329E-16,{"$f":"D1105/weight","v":-16.871693861820699}]
[100.2,0.34265611000000001,-1.8655599999998294,-7.670946390858499E-16,{"$f":"D1106/weight","v":-16.7799750719591}]
[100.3,0.34078776999999999,-1.86834000000013,-7.6404890664221312E-16,{"$f":"D1107/weight","v":-16.713350548887231}]
[100.4,0.33891842,-1.8693499999998326,-7.6026857811233196E-16,{"$f":"D1108/weight","v":-16.630656947259649}]
[100.5,0.33704907000000001,-1.869350000000098,-7.5607521480543961E-16,{"$f":"D1109/weight","v":-16.538928328426937}]
[100.6,0.33517968999999997,-1.8693800000001377,-7.5189385067069533E-16,{"$f":"D1110/weight","v":-16.447462188041172}]
[100.7,0.33331033999999998,{"$f":"(B1111-B1110)/ABS(A1111-A1110)*100","v":-1.8693499999998326},-7.4768842089473296E-16,{"$f":"D1111/weight","v":-16.355469618660663}]
[100.8,0.33144098999999999,-1.869350000000098,-7.4349505758783893E-16,{"$f":"D1112/weight","v":-16.263740999827913}]
[100.9,0.32957163,-1.8693599999998274,-7.393056267080917E-16,{"$f":"D1113/weight","v":-16.172098401710386}]
[101,0.32803103,-1.5406000000000908,-6.0643752578163573E-16,{"$f":"D1114/weight","v":-13.265646827415187}]
[101.1,0.3265807,-1.4503300000000821,-5.6837974395723211E-16,{"$f":"D1115/weight","v":-12.433143772683135}]
[101.2,0.32513037,-1.450329999999876,-5.6585559542647161E-16,{"$f":"D1116/weight","v":-12.377928748009571}]
[101.3,0.32368006999999999,-1.4503000000000978,-5.6331984662523794E-16,{"$f":"D1117/weight","v":-12.322459970748714}]
[101.4,0.32222973999999999,-1.450329999999876,-5.6080735057699202E-16,{"$f":"D1118/weight","v":-12.267499840785865}]
[101.5,0.32077940999999999,-1.4503300000000821,-5.5828320204639156E-16,{"$f":"D1119/weight","v":-12.212284816115803}]
[101.6,0.31932907999999999,-1.4503300000000821,-5.5575905351571142E-16,{"$f":"D1120/weight","v":-12.157069791443998}]
[101.7,0.31765172000000003,-1.6773599999998181,-6.3937954687097073E-16,{"$f":"D1121/weight","v":-13.986244084303497}]
[101.8,0.3158994,-1.7523200000001289,-6.6426820392964875E-16,{"$f":"D1122/weight","v":-14.530676314356427}]
[101.9,0.31414705999999998,-1.7523399999998694,-6.6059095094443066E-16,{"$f":"D1123/weight","v":-14.450237460685411}]
[102,0.31239474,-1.7523200000000734,-6.568986609561875E-16,{"$f":"D1124/weight","v":-14.36946967688888}]
[102.1,0.31064241999999997,-1.7523200000001289,-6.5321391049732799E-16,{"$f":"D1125/weight","v":-14.288866818133753}]
[102.2,0.30889007000000002,-1.7523499999998087,-6.4954021699732921E-16,{"$f":"D1126/weight","v":-14.208505827180328}]
[102.3,0.30713775999999998,-1.7523100000001341,-6.4584068187076947E-16,{"$f":"D1127/weight","v":-14.127579558062495}]
[102.4,0.30555811999999999,-1.5796399999998587,-5.7920619441210811E-16,{"$f":"D1128/weight","v":-12.669969269165698}]
[102.5,0.30408162,-1.4765000000000756,-5.3877181431602756E-16,{"$f":"D1129/weight","v":-11.78547880933025}]
[102.6,0.30260512000000001,-1.4765000000000756,-5.3615575161602751E-16,{"$f":"D1130/weight","v":-11.728253188584164}]
[102.7,0.30112863000000001,-1.4764899999998711,-5.3353609309039346E-16,{"$f":"D1131/weight","v":-11.670948910184345}]
[102.8,0.29965213000000002,-1.4765000000000756,-5.3092364393402724E-16,{"$f":"D1132/weight","v":-11.613802334668152}]
[102.9,0.29817563000000002,-1.4764999999998658,-5.2830758123395205E-16,{"$f":"D1133/weight","v":-11.556576713920421}]
[103,0.29669913999999997,-1.4764900000001364,-5.2568797586236858E-16,{"$f":"D1134/weight","v":-11.499273598250204}]
[103.1,0.29525957000000003,-1.4395700000000275,-5.1005618302188981E-16,{"$f":"D1135/weight","v":-11.157332616227636}]
[103.2,0.29387394,-1.3856299999999084,-4.8864065697860768E-16,{"$f":"D1136/weight","v":-10.688874130339368}]
[103.3,0.29248827999999999,-1.3856600000000896,-4.8634717207779141E-16,{"$f":"D1137/weight","v":-10.638704806369807}]
[103.4,0.29110265000000002,-1.3856299999998529,-4.8403267790334863E-16,{"$f":"D1138/weight","v":-10.588075910569378}]
[103.5,0.28971701999999999,-1.3856300000001054,-4.8172871330715664E-16,{"$f":"D1139/weight","v":-10.537677346271172}]
[103.6,0.28833135999999998,-1.3856600000000896,-4.7943507875715098E-16,{"$f":"D1140/weight","v":-10.487504748768542}]
[103.7,0.28694573000000001,-1.3856299999998529,-4.7712073423182935E-16,{"$f":"D1141/weight","v":-10.43687912649969}]
[103.8,0.28556197999999999,-1.3837500000000955,-4.7417566779003274E-16,{"$f":"D1142/weight","v":-10.372456643326684}]
[103.9,0.28419699999999998,-1.3649799999998993,-4.6550786527196565E-16,{"$f":"D1143/weight","v":-10.182850950924561}]
[104,0.28283203000000001,-1.3649700000000429,-4.6326868318693453E-16,{"$f":"D1144/weight","v":-10.133869485465258}]
[104.1,0.28146702000000001,-1.3650100000000773,-4.6104635636426614E-16,{"$f":"D1145/weight","v":-10.085256724032639}]
[104.2,0.28010204,-1.3649799999998993,-4.5880041907100614E-16,{"$f":"D1146/weight","v":-10.036127490332092}]
[104.3,0.27873703999999999,-1.3650000000000826,-4.5657127152002759E-16,{"$f":"D1147/weight","v":-9.9873655274252524}]
[104.4,0.27737205999999998,-1.3649799999998993,-4.5432877735052649E-16,{"$f":"D1148/weight","v":-9.9383116110687464}]
[104.5,0.27600709000000001,-1.3649700000000429,-4.5208967716477422E-16,{"$f":"D1149/weight","v":-9.8893319371326633}]
[104.6,0.27466717000000002,-1.3399200000000706,-4.4163844131170327E-16,{"$f":"D1150/weight","v":-9.6607141523770732}]
[104.7,0.27333902999999998,-1.3281399999999199,-4.356389991650137E-16,{"$f":"D1151/weight","v":-9.5294780772728576}]
[104.8,0.27201089000000001,-1.3281400000000532,-4.3352225213353736E-16,{"$f":"D1152/weight","v":-9.4831748434709056}]
[104.9,0.27068271999999999,-1.3281699999999041,-4.3141520186684884E-16,{"$f":"D1153/weight","v":-9.4370837236156913}]
[105,0.26935458000000001,-1.3281400000000532,-4.2928871025745719E-16,{"$f":"D1154/weight","v":-9.3905673299685599}]
[105.1,0.26802643999999998,-1.3281400000001087,-4.2717196322595491E-16,{"$f":"D1155/weight","v":-9.3442640961660395}]
[105.2,0.26669827000000002,-1.3281699999998486,-4.2506476951903158E-16,{"$f":"D1156/weight","v":-9.2981698385968556}]
[105.3,0.26538810000000002,-1.3101700000000738,-4.1724423237242352E-16,{"$f":"D1157/weight","v":-9.1270978330281576}]
[105.4,0.26416397000000003,-1.2241299999998856,{"$f":"B1158*C1158*0.0000000000000012","v":-3.8804524871528374E-16},{"$f":"D1158/weight","v":-8.4883784457081894}]
[105.5,0.26293981,-1.2241600000000992,-3.8625647737155129E-16,{"$f":"D1159/weight","v":-8.4492495859458074}]
[105.6,0.26171568000000001,-1.2241300000000594,-3.8444881843009869E-16,{"$f":"D1160/weight","v":-8.4097075654040836}]
[105.7,0.26049151999999998,-1.2241599999999253,-3.8265995894781663E-16,{"$f":"D1161/weight","v":-8.3705767776362254}]
[105.8,0.25926738999999999,-1.2241300000000594,-3.8085238814485847E-16,{"$f":"D1162/weight","v":-8.3310366850987716}]
[105.9,0.25804326,-1.2241299999998856,-3.7905419503652456E-16,{"$f":"D1163/weight","v":-8.2917017269398023}]
[106,0.25681910000000002,-1.2241600000000437,-3.7726520334721353E-16,{"$f":"D1164/weight","v":-8.2525680471811285}]
[106.1,0.25562865000000001,-1.1904500000000773,-3.6517575167102372E-16,{"$f":"D1165/weight","v":-7.9881147614667745}]
[106.2,0.25446408999999998,-1.1645599999999374,-3.5560644078046084E-16,{"$f":"D1166/weight","v":-7.7787888321514203}]
[106.3,0.25329952999999999,-1.1645600000000473,-3.5397900078817437E-16,{"$f":"D1167/weight","v":-7.7431890493994251}]
[106.4,0.25213495000000002,-1.1645799999998714,-3.5235758408516113E-16,{"$f":"D1168/weight","v":-7.7077210243715832}]
[106.5,0.25097038999999999,-1.1645600000001028,-3.5072409285411094E-16,{"$f":"D1169/weight","v":-7.6719888725083525}]
[106.6,0.24980580999999999,-1.1645800000000646,-3.4910262025177932E-16,{"$f":"D1170/weight","v":-7.6365196246989635}]
[106.7,0.24864124000000001,-1.1645699999998766,-3.4747215464012319E-16,{"$f":"D1171/weight","v":-7.6008536573916174}]
[106.8,0.24747668,-1.1645600000000751,-3.4584173095298228E-16,{"$f":"D1172/weight","v":-7.5651886071710095}]
[106.9,0.24634529999999999,-1.1313799999999188,-3.34452174616776E-16,{"$f":"D1173/weight","v":-7.3160453311471159}]
[107,0.24521939000000001,-1.1259100000000439,-3.3131395607389295E-16,{"$f":"D1174/weight","v":-7.247397701197972}]
[107.1,0.24409349,{"$f":"(B1175-B1174)/ABS(A1175-A1174)*100","v":-1.125900000000077},-3.297898324692225E-16,{"$f":"D1175/weight","v":-7.2140579347730203}]
[107.2,0.24296759000000001,-1.1258999999998893,-3.2826865149716773E-16,{"$f":"D1176/weight","v":-7.1807825375919938}]
[107.3,0.24184169999999999,-1.1258900000000822,-3.2674458193562384E-16,{"$f":"D1177/weight","v":-7.1474439533449257}]
[107.4,0.24071580000000001,-1.1258999999998893,-3.2522630306396804E-16,{"$f":"D1178/weight","v":-7.1142320387772173}]
[107.5,0.23958989999999999,-1.125900000000077,-3.2370512209202212E-16,{"$f":"D1179/weight","v":-7.0809566415985721}]
[107.59508,0.23851944999999999,-1.1258413967186027,-3.2224208487906349E-16,{"$f":"D1180/weight","v":-7.0489531224603725}]
[107.7,0.23741614999999999,-1.0515630956918871,-2.9958967399349929E-16,{"$f":"D1181/weight","v":-6.5534381356361688}]
[107.8,0.23636462,-1.0515300000000549,-2.9825338664233553E-16,{"$f":"D1182/weight","v":-6.5242072333472105}]
[107.9,0.23531309,-1.0515299999999053,-2.9692652823321324E-16,{"$f":"D1183/weight","v":-6.49518258645928}]
[108,0.23426157,-1.0515200000000602,-2.9559687130369691E-16,{"$f":"D1184/weight","v":-6.4660967227409119}]
[108.1,0.23321004000000001,-1.0515300000000549,-2.9427282403345536E-16,{"$f":"D1185/weight","v":-6.4371335687091937}]
[108.2,0.23215851000000001,-1.0515299999999053,-2.9294596562433365E-16,{"$f":"D1186/weight","v":-6.4081089218212757}]
[108.3,0.23110700000000001,-1.0515100000000654,-2.9161358588401815E-16,{"$f":"D1187/weight","v":-6.3789634973981295}]
[108.4,0.2300691,-1.0378999999999199,-2.8654646266797786E-16,{"$f":"D1188/weight","v":-6.2681216313240462}]
[108.5,0.22911675000000001,-0.95235000000004488,-2.6183920423501232E-16,{"$f":"D1189/weight","v":-5.7276574441467263}]
[108.6,0.22816438999999999,-0.95236000000006737,-2.6075356615249841E-16,{"$f":"D1190/weight","v":-5.7039094226725284}]
[108.7,0.22721204,-0.95234999999990955,-2.5966246355277537E-16,{"$f":"D1191/weight","v":-5.6800418664527106}]
[108.8,0.22625967999999999,-0.95236000000006737,-2.5857680261377828E-16,{"$f":"D1192/weight","v":-5.6562933449995034}]
[108.9,0.22530733,-0.95234999999990955,-2.5748572287057555E-16,{"$f":"D1193/weight","v":-5.6324262887595067}]
[109,0.22435496999999999,-0.95236000000006737,-2.564000390750581E-16,{"$f":"D1194/weight","v":-5.6086772673264766}]
[109.1,0.22340262,-0.95235000000004488,-2.5530898218841201E-16,{"$f":"D1195/weight","v":-5.5848107110670977}]
[109.2,0.22245844000000001,-0.94417999999990843,-2.5204897185501555E-16,{"$f":"D1196/weight","v":-5.5134989206550156}]
[109.3,0.22157334000000001,-0.88510000000005007,-2.3533747588081335E-16,{"$f":"D1197/weight","v":-5.1479397424596964}]
[109.4,0.22068825,-0.88508999999992954,-2.3439475583098137E-16,{"$f":"D1198/weight","v":-5.1273180119325898}]
[109.5,0.21980316999999999,-0.8850800000000606,-2.3345206764433596E-16,{"$f":"D1199/weight","v":-5.1066969784035443}]
[109.6,0.21891806999999999,-0.88510000000005007,-2.3251726050841314E-16,{"$f":"D1200/weight","v":-5.0862483405971748}]
[109.7,0.21803299000000001,-0.88507999999990705,-2.3157196654701572E-16,{"$f":"D1201/weight","v":-5.0655703064932931}]
[109.8,0.2171479,-0.88509000000005533,-2.306345217732144E-16,{"$f":"D1202/weight","v":-5.04506397111534}]
[109.9,0.21626280000000001,-0.88509999999992428,-2.2969704513598035E-16,{"$f":"D1203/weight","v":-5.0245569387339399}]
[110,0.21537772999999999,-0.88507000000006586,-2.2874924098933699E-16,{"$f":"D1204/weight","v":-5.0038239950482328}]

{"sheet":"Sheet2","index":1,"n_rows":1020,"n_cols":6,"rows_kept":1020,"cut":false,"hidden":false,"merged":[]}
["Particle dynamics"]
[]
["Sheet1 cell address that store data for F(x) dipendency"]
[null,"Column","start","end"]
["x","A",5,1204]
["force","D"]
[]
["Initial values "]
["initial position x",null,0,"[cm]"]
["velosity v",null,0,"[сm/s]"]
["saline density",null,1,"g/cm3"]
["particle diametr",null,100,"nm"]
["particle density",null,8.9,"g/cm3"]
["Drag coefficient (sphere)",null,0.47]
["particle weight",null,{"$f":"4/3*PI()*D_*D_*D_/8*C13*1000*9.81*1E-27","v":4.5714885498711877E-17},"N"]
[]
["Time step",null,5.0000000000000002E-5,"s"]
[]
["time","position, x [сm]","Magnetic force [N]","Drag force [N]","Velosity [сm/s]","Acceleration [сm/s/s]"]
[0,{"$f":"x_start","v":0},null,null,{"$f":"v_start","v":0}]
[5.0000000000000002E-5,3.8649173324454692E-5,7.2042044033069384E-16,-1.1028035443526689E-16,0.77298346648909388,154.59669329781877]
[5.0499999999999972E-3,9.8737643816984091E-3,7.1923723981590287E-16,-7.1925242702581074E-16,1.9740665801097999,-3.2590375668150127E-3]
[1.0049999999999967E-2,1.9739982747324088E-2,7.1805029747695496E-16,-7.1806548468681125E-16,1.9724370613292015,-3.2590375556846951E-3]
[1.5049999999999937E-2,2.9598053519060825E-2,7.1686433532350356E-16,-7.1687952253330799E-16,1.9708075425541638,-3.2590375445755377E-3]
[2.0050000000000061E-2,3.9447976696936421E-2,7.1567935335554543E-16,-7.1569454056529779E-16,1.9691780237846961,-3.2590375334452196E-3]
[2.5050000000000204E-2,4.9289752280978739E-2,7.1449535157307702E-16,-7.1451053878277742E-16,1.9675485050208072,-3.2590375222091004E-3]
[3.0050000000000347E-2,5.9123380271215754E-2,7.1331232997609507E-16,-7.1332751718574321E-16,1.9659189862625068,-3.2590375110364621E-3]
[3.505000000000049E-2,6.8948860667675388E-2,7.1213028856459623E-16,-7.1214547577419211E-16,1.9642894675098042,-3.2590374998426636E-3]
[4.0050000000000634E-2,7.8766193470385645E-2,7.1094922733857706E-16,-7.1096441454812067E-16,1.9626599487627083,-3.2590374886065443E-3]
[4.5050000000000777E-2,8.8575378679374706E-2,7.0976914629803418E-16,-7.0978433350752553E-16,1.9610304300212287,-3.2590374773915852E-3]
[5.005000000000092E-2,9.8376416294670477E-2,7.0859004544296436E-16,-7.0860523265240316E-16,1.9594009112853745,-3.2590374661131457E-3]
[5.5050000000001063E-2,0.10817202752615729,7.0837320715327594E-16,-7.0837353924649393E-16,1.9590805513970848,-7.1264193992951356E-5]
[6.0050000000001207E-2,0.11796734031209782,7.0834743934592814E-16,-7.0834777143914633E-16,1.9590449193000945,-7.1264193950630757E-5]
[6.5050000000000996E-2,0.12776247493755344,7.0832167200725404E-16,-7.0832200410047194E-16,1.9590092872031037,-7.1264193992951356E-5]
[7.0050000000000445E-2,0.13755743140252402,7.0829590513725355E-16,-7.0829623723047155E-16,1.9589736551061134,-7.1264193992951356E-5]
[7.5049999999999895E-2,0.14735220970700966,7.0827013873592676E-16,-7.0827047082914466E-16,1.9589380230091231,-7.1264193992951356E-5]
[8.0049999999999344E-2,0.15714680985101037,7.0824437280327358E-16,-7.0824470489649148E-16,1.9589023909121328,-7.1264193971791063E-5]
[8.5049999999998793E-2,0.16694123183452617,7.082186073392941E-16,-7.082189394325119E-16,1.9588667588151425,-7.1264193971791063E-5]
[9.0049999999998243E-2,0.17673547565755698,7.0819284234398822E-16,-7.0819317443720612E-16,1.9588311267181524,-7.1264193992951356E-5]
[9.5049999999997692E-2,0.18652954132010283,7.0816707781735604E-16,-7.0816740991057404E-16,1.9587954946211623,-7.1264193950630757E-5]
[0.10004999999999714,0.19632342882216375,7.0814131375939747E-16,-7.0814164585261556E-16,1.9587598625241724,-7.1264193950630757E-5]
[0.10504999999999659,0.20611769198834975,7.0837860121926799E-16,-7.0837350497374274E-16,1.9590805040046586,1.0936080897361276E-3]
[0.11004999999999604,0.21591447518858617,7.0877408833975509E-16,-7.087689920942317E-16,1.9596273080494209,1.0936080893129217E-3]
[0.11504999999999549,0.22571399240904591,7.0916968583012208E-16,-7.0916458958460077E-16,1.9601741120939704,1.0936080888897157E-3]
[0.12004999999999494,0.23551624364972781,7.0956539369036907E-16,-7.0956029744484983E-16,1.9607209161383075,1.0936080884453494E-3]
[0.12504999999999439,0.24532122891063091,7.0996121192049576E-16,-7.0995611567497839E-16,1.9612677201824313,1.093608088064464E-3]
[0.13004999999999384,0.25512894819175402,7.1035714052050235E-16,-7.1035204427498715E-16,1.9618145242263432,1.0936080875989375E-3]
[0.13504999999999329,0.26493940149309614,7.1075317949038864E-16,-7.1074808324487522E-16,1.9623613282700421,1.0936080871545711E-3]
[0.14004999999999274,0.27475258881465625,7.1114932883015463E-16,-7.1114423258464318E-16,1.9629081323135289,1.0936080867525253E-3]
[0.14504999999999219,0.28456851015643325,7.1154558853980032E-16,-7.1154049229429104E-16,1.9634549363568037,1.0936080863504798E-3]
[0.15004999999999163,0.29438716551842575,7.1194195861932562E-16,-7.1193686237381821E-16,1.9640017403998664,1.093608085948434E-3]
[0.15504999999999108,0.30420848693111513,7.1229069546907687E-16,-7.1228703135427915E-16,1.9644846820609896,7.8628581859921311E-4]
[0.16004999999999053,0.31403190302726591,7.1257581717949873E-16,-7.1257215306470151E-16,1.9648778249702472,7.8628581842993066E-4]
[0.16504999999998998,0.32385728483796294,7.1286099594419672E-16,-7.1285733182940049E-16,1.9652709678794269,7.8628581830296885E-4]
[0.17004999999998943,0.33368463236320561,7.1314623176317063E-16,-7.1314256764837489E-16,1.9656641107885269,7.8628581815484678E-4]
[0.17504999999998888,0.34351394560299364,7.1343152463642058E-16,-7.1342786052162572E-16,1.9660572536975489,7.862858179432438E-4]
[0.18004999999998833,0.35334522455732648,7.1371687456394664E-16,-7.1371321044915238E-16,1.9664503966064921,7.8628581779512173E-4]
[0.18504999999998778,0.36317846922620389,7.1400228154574854E-16,-7.1399861743095526E-16,1.9668435395153572,7.8628581768932018E-4]
[0.19004999999998723,0.37301367960962545,7.1428774558182656E-16,-7.1428408146703387E-16,1.9672366824241432,7.8628581749887747E-4]
[0.19504999999998668,0.3828508557075907,7.1457326667218041E-16,-7.1456960255738861E-16,1.967629825332851,7.8628581735075539E-4]
[0.20004999999998613,0.39268999752009931,7.1485884481681028E-16,-7.1485518070201898E-16,1.9680229682414798,7.8628581718147295E-4]
[0.20504999999998558,0.40253161075693206,7.1575228961938726E-16,-7.1571831513629389E-16,1.9692107304572264,7.2906160776521102E-3]
[0.21004999999998503,0.41238686881196257,7.1840454872442125E-16,-7.1837057424190898E-16,1.9728560384645357,7.2906159529333029E-3]
[0.21504999999998448,0.42226035340687218,7.2106171297816647E-16,-7.2102773849623313E-16,1.9765013464096128,7.2906158286588614E-3]
[0.22004999999998393,0.43215206454135086,7.237237823805396E-16,-7.2368980789918291E-16,1.9801466542926873,7.2906157049557486E-3]
[0.22504999999998337,0.44206200221508851,7.2639075693145702E-16,-7.2635678245067501E-16,1.9837919621139875,7.2906155815700398E-3]
[0.23004999999998282,0.45199016642777773,7.2906263663083599E-16,-7.290286621506265E-16,1.9874372698737399,7.2906154587344995E-3]
[0.23504999999998227,0.46193655717911009,7.3173942147859369E-16,-7.3170544699895464E-16,1.9910825775721701,7.2906153363010047E-3]
[0.24004999999998172,0.47190117446878016,7.3442111147464767E-16,-7.343871369955772E-16,1.9947278852095029,7.2906152143118758E-3]
[0.24504999999998117,0.48188401829648336,7.371077066189163E-16,-7.3707373214041214E-16,1.9983731927859609,7.2906150927882739E-3]
[0.25004999999998062,0.49188508866191627,7.3979920691131753E-16,-7.397652324333777E-16,2.0020185003017668,7.2906149717090378E-3]
[0.25504999999998007,0.50190391452883854,7.4169904987367633E-16,-7.4171788914396575E-16,2.0046589856924291,-4.0427366170076402E-3]
[0.26004999999997952,0.51192210550233042,7.4020400343360509E-16,-7.4022284270379877E-16,2.0026376173891087,-4.0427365964821492E-3]
[0.26504999999997897,0.5219301896343318,7.3871046526957206E-16,-7.3872930453966939E-16,2.0006162490960842,-4.0427365758296972E-3]
[0.27004999999997842,0.5319281669248942,7.3721843538156932E-16,-7.3723727465157051E-16,1.9985948808133771,-4.0427365551560842E-3]
[0.27504999999997787,0.54191603737406902,7.3572791376958949E-16,-7.3574675303949435E-16,1.9965735125410085,-4.0427365345036314E-3]
[0.28004999999997732,0.55189380098190788,7.3423890043362469E-16,-7.3425773970343291E-16,1.9945521442789986,-4.042736513766537E-3]
[0.28504999999997677,0.56186145774846319,7.3275139537366711E-16,-7.327702346433783E-16,1.9925307760273685,-4.0427364929871232E-3]
[0.29004999999997622,0.57181900767378657,7.3126539858970907E-16,-7.3128423785932323E-16,1.9905094077861396,-4.0427364721653883E-3]
[0.29504999999997567,0.58176645075793043,7.2978091008174278E-16,-7.2979974935125972E-16,1.988488039555333,-4.042736451280172E-3]
[0.30004999999997511,0.59170378700094639,7.2829792984976045E-16,-7.2831676911918016E-16,1.9864666713349701,-4.0427364303737955E-3]
[0.30504999999997456,0.60163114223837744,7.2706314046128351E-16,-7.2706288490613995E-16,1.9847559650321638,5.4839816905012624E-5]
[0.31004999999997401,0.61155499129880719,7.2708322971749144E-16,-7.2708297416234758E-16,1.9847833849407426,5.4839817180096521E-5]
[0.31504999999997346,0.62147897745877978,7.2710331925123553E-16,-7.2710306369609167E-16,1.9848108048493216,5.4839817180096521E-5]
[0.32004999999997291,0.63140310071829531,7.2712340906251597E-16,-7.2712315350737212E-16,1.9848382247579006,5.4839817180096521E-5]
[0.32504999999997236,0.64132736107735444,7.2714349915133257E-16,-7.2714324359618852E-16,1.9848656446664794,5.4839817158936222E-5]
[0.33004999999997181,0.65125175853595629,7.2716358951768552E-16,-7.2716333396254147E-16,1.9848930645750587,5.4839817137775922E-5]
[0.33504999999997126,0.66117629309410086,7.2718368016157463E-16,-7.2718342460643068E-16,1.9849204844836377,5.4839817180096521E-5]
[0.34004999999997071,0.67110096475178815,7.27203771083E-16,-7.2720351552785594E-16,1.9849479043922165,5.4839817158936222E-5]
[0.34504999999997016,0.68102577350901838,7.2722386228196161E-16,-7.2722360672681766E-16,1.9849753243007955,5.4839817180096521E-5]
[0.35004999999996961,0.69095071936579122,7.2724395375845949E-16,-7.2724369820331543E-16,1.9850027442093743,5.4839817158936222E-5]
[0.35504999999996906,0.70087581265166443,7.2730510650612082E-16,-7.2729893120187169E-16,1.9850781216738704,1.325157103898566E-3]
[0.36004999999996851,0.71080287628238592,7.277907059636292E-16,-7.2778453065025295E-16,1.9857407047957312,1.3251662683186319E-3]
[0.36504999999996796,0.72073325282877809,7.2827646747812767E-16,-7.2827029216475477E-16,1.9864032879296833,1.3251662675145405E-3]
[0.37004999999996741,0.73066694229083906,7.2876239104961611E-16,-7.2875621573624667E-16,1.9870658710632669,1.3251662668162508E-3]
[0.37504999999996685,0.74060394466856661,7.2924847667809445E-16,-7.2924230136472845E-16,1.9877284541964821,1.3251662660333195E-3]
[0.3800499999999663,0.7505442599619595,7.2973472436356257E-16,-7.2972854905020002E-16,1.9883910373293294,1.3251662653561899E-3]
[0.38504999999996575,0.76048788817101576,7.3022113410602047E-16,-7.3021495879266138E-16,1.9890536204618088,1.3251662645732589E-3]
[0.3900499999999652,0.77043482929573359,7.3070770590546797E-16,-7.3070153059211233E-16,1.9897162035939202,1.3251662638961294E-3]
[0.39504999999996465,0.7803850833361109,7.3119443976190506E-16,-7.3118826444855277E-16,1.9903787867256644,1.3251662631343585E-3]
[0.4000499999999641,0.79033865029214612,7.3168133567533164E-16,-7.31675160361983E-16,1.9910413698570419,1.325166262393748E-3]
[0.40504999999996355,0.80029553824986566,7.3231096752843803E-16,-7.3224449784705356E-16,1.9918158624984563,1.3744855684112198E-2]
[0.410049999999963,0.81027279655661721,7.3761534514249884E-16,-7.3754822823618841E-16,1.9990163222856774,1.4402679655654147E-2]
[0.41504999999996245,0.82028606155071104,7.4293886559725025E-16,-7.4287174869527954E-16,2.0062176618780563,1.440267872426239E-2]
[0.4200499999999619,0.83033533324159348,7.4828152889771433E-16,-7.4821441200005267E-16,2.0134190010064383,1.4402677799599606E-2]
[0.42504999999996135,0.84042061162695225,7.5364333504266184E-16,-7.5357621814927818E-16,2.0206203396741356,1.4402676881475356E-2]
[0.4300499999999608,0.85054189670449432,7.590242840308735E-16,-7.5895716714173766E-16,2.0278216778844289,1.4402675969889638E-2]
[0.43504999999996025,0.86069918847193927,7.6442437586113723E-16,-7.6435725897621894E-16,2.0350230156405602,1.4402675064757812E-2]
[0.4400499999999597,0.87089248692702614,7.6984361053225071E-16,-7.6977649365152038E-16,2.0422243529457398,1.4402674166016396E-2]
[0.44504999999995914,0.88112179206750563,7.7528198804301831E-16,-7.7521487116644646E-16,2.0494256898031411,1.440267327358075E-2]
[0.45004999999995859,0.89138710389114728,7.8073950839225417E-16,-7.8067239151981162E-16,2.0566270262159065,1.4402672387429712E-2]
[0.45504999999995804,0.9016878276414465,7.8500548015895748E-16,-7.8502890242732181E-16,2.0623575048963163,-5.0262064568464817E-3]
[0.46004999999995749,0.91199326958029214,7.8309343858997497E-16,-7.8311686085816516E-16,2.0598444016772701,-5.0262064195831938E-3]
[0.46504999999995694,0.92228614600308989,7.8118372839010413E-16,-7.8120715065811988E-16,2.0573312984769268,-5.0262063821083025E-3]
[0.47004999999995639,0.93256645690993323,7.7927634955932778E-16,-7.792997718271687E-16,2.0548181952953328,-5.026206344591091E-3]
[0.47504999999995584,0.9428342023009163,7.7737130209762839E-16,-7.7739472436529379E-16,2.0523050921325328,-5.0262063069680778E-3]
[0.48004999999995529,0.95308938217613259,7.7546858600498859E-16,-7.7549200827247837E-16,2.0497919889885736,-5.0262062692392629E-3]
[0.48504999999995474,0.96333199653567658,7.7356820128139084E-16,-7.7359162354870431E-16,2.0472788858635016,-5.0262062314046464E-3]
[0.49004999999995419,0.97356204537964319,7.7167014792681768E-16,-7.7169357019395434E-16,2.0447657827573629,-5.0262061935277104E-3]
[0.49504999999995364,0.98377952870812679,7.6977442594125135E-16,-7.6979784820821092E-16,2.0422526796702041,-5.0262061555026508E-3]
[0.50004999999995314,0.99398444652122298,7.6788103532467432E-16,-7.6790445759145649E-16,2.0397395766020723,-5.0262061173717912E-3]
[0.50504999999995259,1.0041782963018844,7.6712988938413395E-16,-7.6711886172455992E-16,2.0386959434997354,2.366435773466668E-3]
[0.51004999999995204,1.0143747636445453,7.6802058832021378E-16,-7.680095606606584E-16,2.0398791613854463,2.3664357694250506E-3]
[0.51504999999995149,1.0245771470766298,7.6891180404847063E-16,-7.6890077638893368E-16,2.0410623792691664,2.3664357654892346E-3]
[0.52004999999995094,1.0347854465981279,7.6980353656890359E-16,-7.6979250890938518E-16,2.0422455971508988,2.3664357614476173E-3]
[0.52504999999995039,1.0449996622090296,7.7069578588151168E-16,-7.7068475822201181E-16,2.0434288150306448,2.3664357575541224E-3]
[0.53004999999994984,1.0552197939093249,7.7158855198629412E-16,-7.7157752432681269E-16,2.0446120329084074,2.3664357535548258E-3]
[0.53504999999994929,1.0654458416990054,7.7248183488325021E-16,-7.7247080722378741E-16,2.045795250784189,2.3664357496190097E-3]
[0.54004999999994874,1.0756778055780587,7.7337563457237887E-16,-7.7336460691293451E-16,2.0469784686579917,2.3664357456620339E-3]
[0.54504999999994819,1.0859156855464756,7.7426995105367921E-16,-7.74258923394253E-16,2.0481616865298169,2.3664357416838975E-3]
[0.55004999999994764,1.096159481604247,7.7516478432715044E-16,-7.7515375666774257E-16,2.0493449043996677,2.3664357377480814E-3]
[0.55504999999994709,1.1063988010137507,7.7091611979626861E-16,-7.7100655930926196E-16,2.0438553895661271,-1.9407499631384627E-2]
[0.56004999999994654,1.1165935759942369,7.6361238022408843E-16,-7.6370281972684138E-16,2.0341516403043891,-1.9407497434056769E-2]
[0.56504999999994598,1.1267398322311977,7.5634340044481772E-16,-7.5643383993723196E-16,2.0244478921466014,-1.9407495215737893E-2]
[0.57004999999994543,1.1368375697301802,7.491091804544823E-16,-7.4919961993645863E-16,2.014744145103371,-1.9407492976047117E-2]
[0.57504999999994488,1.1468867884967837,7.4190972024907061E-16,-7.4200015972050757E-16,2.0050403991854564,-1.940749071462471E-2]
[0.58004999999994433,1.1568874885366622,7.3474501982453216E-16,-7.3483545928532757E-16,1.9953366544037761,-1.9407488431237914E-2]
[0.58504999999994378,1.1668396698555241,7.2761507917677728E-16,-7.2770551862682703E-16,1.9856329107694055,-1.9407486125527E-2]
[0.59004999999994323,1.1767433324591359,7.2051989830167481E-16,-7.2061033774087318E-16,1.975929168293582,-1.9407483797216886E-2]
[0.59504999999994268,1.1865984763533166,7.1345947719505562E-16,-7.1354991662329612E-16,1.9662254269877135,-1.9407481445947845E-2]
[0.60004999999994213,1.1964051015439472,7.064338158527068E-16,-7.0652425526988037E-16,1.956521686863371,-1.9407479071317835E-2]
[0.60504999999994158,1.2061799442595529,7.0726863191259613E-16,-7.071989618742369E-16,1.9574556697286676,1.4950558649531648E-2]
[0.61004999999994103,1.2159860976880243,7.126803548152264E-16,-7.126106847819286E-16,1.9649309487787976,1.4950557563246496E-2]
[0.61504999999994048,1.2258296275103786,7.1811270463219859E-16,-7.1804303460392366E-16,1.9724062272878935,1.4950556485277339E-2]
[0.62004999999993993,1.2357105337239198,7.2356568136202498E-16,-7.2349601133873536E-16,1.9798815052600491,1.495055541543374E-2]
[0.62504999999993938,1.2456288163259761,7.2903928500323102E-16,-7.2896961498488923E-16,1.9873567826993135,1.4950554353631053E-2]
[0.63004999999993883,1.2555844753138912,7.3453351555435088E-16,-7.3446384554091956E-16,1.9948320596096871,1.495055329976348E-2]
[0.63504999999993827,1.2655775106850315,7.4004837301393101E-16,-7.3997870300537376E-16,2.0023073359951282,1.4950552253767537E-2]
[0.64004999999993772,1.2756079224367802,7.4558385738052748E-16,-7.4551418737680783E-16,2.0097826118595474,1.4950551215537424E-2]
[0.64504999999993717,1.2856757105665442,7.5113996865270911E-16,-7.5107029865379106E-16,2.0172578872068163,1.4950550185094303E-2]
[0.65004999999993662,1.2957808750717468,7.5671670682905378E-16,-7.5664703683490242E-16,2.0247331620407611,1.4950549162184247E-2]
[0.65504999999993607,1.3059237149416862,7.6247180526725711E-16,-7.6239877707640038E-16,2.0324142145999886,1.5671187732904931E-2]
[0.66004999999993552,1.3161055708886993,7.6836170943653136E-16,-7.6828868125108148E-16,2.0402498081730669,1.5671186572516406E-2]
[0.66504999999993497,1.3263266048021174,7.7427427690696314E-16,-7.7420124872687879E-16,2.0480854011682039,1.5671185421015209E-2]
[0.67004999999993442,1.3365868166790611,7.8020950767688727E-16,-7.8013647950212763E-16,2.0559209935898135,1.5671184278295537E-2]
[0.67504999999993387,1.3468862065166742,7.8616740174465127E-16,-7.8609437357517582E-16,2.0637565854422601,1.5671183144293905E-2]
[0.68004999999993332,1.3572247743121215,7.9214795910861512E-16,-7.9207493094438401E-16,2.0715921767298582,1.5671182018798718E-2]
[0.68504999999993277,1.367602520062589,7.9815117976715089E-16,-7.9807815160812459E-16,2.0794277674568731,1.5671180901852291E-2]
[0.69004999999993222,1.3780194437652851,8.0417706371864398E-16,-8.0410403556478334E-16,2.0872633576275224,1.567117979322186E-2]
[0.69504999999993167,1.3884755454174387,8.1022561096149124E-16,-8.101525828127574E-16,2.095098947245976,1.5671178692949747E-2]
[0.70004999999993112,1.3989708250162987,8.1629682149410123E-16,-8.1622379335045633E-16,2.1029345363163578,1.567117760082435E-2]
[0.70504999999993057,1.4094791118493468,8.1323276848144926E-16,-8.1328150569158903E-16,2.0991408313861908,-1.0458563472341835E-2]
[0.71004999999993001,1.4199616120700327,8.0918579773361594E-16,-8.0923453494223981E-16,2.0939115497320793,-1.0458563147044546E-2]
[0.71504999999992946,1.43041796588286,8.0514892130923002E-16,-8.051976585163303E-16,2.0886822682410253,-1.0458562820160234E-2]
[0.72004999999992891,1.4408481732886458,8.0112213920797586E-16,-8.0117087641354497E-16,2.0834529869138461,-1.0458562491583097E-2]
[0.72504999999992836,1.4512522342882113,7.9710545142953674E-16,-7.9715418863356707E-16,2.0782237057513657,-1.0458562161376618E-2]
[0.73004999999992781,1.4616301488823822,7.9309885797359365E-16,-7.9314759517607713E-16,2.0729944247544139,-1.0458561829456155E-2]
[0.73504999999992726,1.471981917071987,7.8910235883982672E-16,-7.8915109604075584E-16,2.0677651439238272,-1.0458561495927509E-2]
[0.74004999999992671,1.4823075388578613,7.8511595402791349E-16,-7.8516469122728048E-16,2.0625358632604476,-1.0458561160684878E-2]
[0.74504999999992616,1.4926070142408416,7.8113964353753094E-16,-7.811883807353276E-16,2.0573065827651242,-1.0458560823728263E-2]
[0.75004999999992561,1.5028811635707069,7.7810729117341505E-16,-7.7811509547719656E-16,2.0532557539517402,-1.674732841664441E-3]
[0.75504999999992506,1.5131453279902534,7.7747275298827363E-16,-7.7748055729204844E-16,2.0524183875312705,-1.6747328402255408E-3]
[0.76004999999992451,1.5234053055776995,7.7683847363616855E-16,-7.7684627793993695E-16,2.051581021111498,-1.6747328388501213E-3]
[0.76504999999992396,1.5336610963330486,7.7620445311709962E-16,-7.7621225742086151E-16,2.0507436546924231,-1.6747328374747017E-3]
[0.77004999999992341,1.5439127002563038,7.7557069143106662E-16,-7.7557849573482201E-16,2.0499062882740464,-1.6747328360781218E-3]
[0.77504999999992286,1.5541601173474691,7.7493718857806938E-16,-7.7494499288181845E-16,2.0490689218563682,-1.6747328346603818E-3]
[0.78004999999992231,1.5644033476065473,7.7430394455810769E-16,-7.7431174886184996E-16,2.0482315554393886,-1.6747328332214814E-3]
[0.78504999999992175,1.5746423910335428,7.7367095937118125E-16,-7.7367876367491701E-16,2.0473941890231093,-1.674732831846062E-3]
[0.7900499999999212,1.5848772476284585,7.7303823301728988E-16,-7.7304603732101933E-16,2.0465568226075304,-1.6747328304918027E-3]
[0.79504999999992065,1.5951079173912985,7.7240576549643346E-16,-7.724135698001562E-16,2.0457194561926522,-1.6747328290529025E-3]
[0.8000499999999201,1.6053352888127315,7.7230265290987759E-16,-7.7229793646231375E-16,2.0455663243523001,1.0121068902520156E-3]
[0.80504999999991955,1.6155643982194416,7.7268481834714519E-16,-7.7268010189958292E-16,2.0460723777973482,1.0121068899557714E-3]
[0.810049999999919,1.6257960378933771,7.7306707831665819E-16,-7.730623618690972E-16,2.0465784312422413,1.0121068896383669E-3]
[0.81504999999991845,1.6360302078345361,7.7344943281841649E-16,-7.7344471637085708E-16,2.0470844846869798,1.0121068893421228E-3]
[0.8200499999999179,1.6462669080429186,7.7383188185242009E-16,-7.7382716540486216E-16,2.0475905381315638,1.0121068890670388E-3]
[0.82504999999991735,1.656506138518524,7.742144254186691E-16,-7.7420970897111245E-16,2.0480965915759928,1.012106888664993E-3]
[0.8300499999999168,1.6667478992613505,7.7459706351716321E-16,-7.7459234706960794E-16,2.0486026450202677,1.0121068883899092E-3]
[0.83504999999991625,1.6769921902713985,7.7497979614790262E-16,-7.7497507970034904E-16,2.0491086984643885,1.012106888093665E-3]
[0.8400499999999157,1.6872390115486666,7.7536262331088724E-16,-7.7535790686333504E-16,2.0496147519083547,1.0121068878185811E-3]
[0.84504999999991515,1.6974883630931543,7.7574554500611707E-16,-7.7574082855856624E-16,2.0501208053521665,1.012106887458856E-3]
[0.8500499999999146,1.7077468103487647,7.788155646313303E-16,-7.7876706334222169E-16,2.0541157658488709,1.04079369579025E-2]
[0.85504999999991405,1.7180305291982758,7.8276647416587755E-16,-7.8271797287832171E-16,2.0593197342436182,1.0407936624670098E-2]
[0.86004999999991349,1.7283402678893394,7.8672738028255444E-16,-7.8667887899654329E-16,2.0645237024721892,1.040793629315168E-2]
[0.86504999999991294,1.7386760264211292,7.9069828298104356E-16,-7.9064978169656931E-16,2.0697276705354213,1.0407935963368408E-2]
[0.87004999999991239,1.7490378047928177,7.9467918226102679E-16,-7.9463068097808224E-16,2.0749316384341445,1.0407935635108676E-2]
[0.87504999999991184,1.7594256030035849,7.9867007812218929E-16,-7.9862157684076626E-16,2.0801356061691818,1.0407935308605249E-2]
[0.88004999999991129,1.7698394210526183,8.0267097056421897E-16,-8.0262246928430985E-16,2.0853395737413543,1.0407934983667684E-2]
[0.88504999999991074,1.7802792589391034,8.0668185958680273E-16,-8.0663335830840024E-16,2.0905435411514728,1.0407934660380622E-2]
[0.89004999999991019,1.7907451166622308,8.1070274518962958E-16,-8.1065424391272612E-16,2.0957475084003421,1.0407934338638264E-2]
[0.89504999999990964,1.8012368016891118,8.1416092534688682E-16,-8.1417088260964704E-16,2.1002882921774302,-2.1367382540339276E-3]
[0.90004999999990909,1.8117355455178537,8.1333283537682064E-16,-8.1334279263963076E-16,2.0992199230110269,-2.1367383316075864E-3]
[0.90504999999990854,1.822228947500766,8.1250516674563317E-16,-8.1251512400843047E-16,2.098151553845927,-2.1367383288355872E-3]
[0.91004999999990799,1.8327170076378567,8.1167791945332382E-16,-8.116878767161081E-16,2.0970831846822113,-2.1367383260424279E-3]
[0.91504999999990744,1.8431997259291326,8.10851093499892E-16,-8.1086105076266346E-16,2.0960148155198826,-2.1367383232915888E-3]
[0.92004999999990689,1.8536771023746001,8.1002468888533731E-16,-8.1003464614809596E-16,2.094946446358942,-2.1367383205195896E-3]
[0.92504999999990634,1.8641491369742671,8.0919870560965907E-16,-8.092086628724048E-16,2.0938780771993901,-2.1367383177475904E-3]
[0.93004999999990579,1.874615829728139,8.0837314367285688E-16,-8.0838310093558959E-16,2.0928097080412287,-2.1367383149755908E-3]
[0.93504999999990523,1.8850771806362236,8.0754800307493015E-16,-8.0755796033764955E-16,2.0917413388844595,-2.1367383121612712E-3]
[0.94004999999990468,1.8955331896985284,8.0672328381587819E-16,-8.0673324107858487E-16,2.0906729697290842,-2.1367383093469513E-3]
[0.94504999999990413,1.9059799871260441,8.0376282336915674E-16,-8.0381788350930217E-16,2.0868919331473776,-1.1815406932531872E-2]
[0.95004999999990358,1.916399529840733,7.9921826977694013E-16,-7.9927332991487319E-16,2.0809842298008592,-1.1815406457821705E-2]
[0.95504999999990303,1.9267895340392895,7.9468659960708428E-16,-7.9474165974279236E-16,2.0750765266923783,-1.1815405980424179E-2]
[0.96004999999990248,1.9371499997229054,7.9016781285906925E-16,-7.9022287299253983E-16,2.0691688238232935,-1.1815405500275815E-2]
[0.96504999999990193,1.9474809268927844,7.8566190953236994E-16,-7.857169696635902E-16,2.0632611211949712,-1.1815405017397772E-2]
[0.97004999999990138,1.9577823155501324,7.8116888962646059E-16,-7.812239497554174E-16,2.0573534188087925,-1.1815404531726571E-2]
[0.97504999999990083,1.9680541656961665,7.7668875314081038E-16,-7.7674381326749074E-16,2.0514457166661488,-1.1815404043262208E-2]
[0.98004999999990028,1.9782964773321028,7.7222150007488862E-16,-7.7227656019927941E-16,2.0455380147684479,-1.1815403551983527E-2]
[0.98504999999989973,1.9885092504591733,7.6776713042815827E-16,-7.6782219055024638E-16,2.0396303131171036,-1.1815403057805884E-2]
[0.99004999999989918,1.9986924850786094,7.6332564420008214E-16,-7.6338070431985415E-16,2.0337226117135478,-1.1815402560877403E-2]
[0.99504999999989863,2.008870014032158,7.6753542133296606E-16,-7.6746326807567731E-16,2.0391535394964753,1.5483434920411055E-2]
[1.0000499999998982,2.0190853295657472,7.7337388515680787E-16,-7.7330173190469977E-16,2.0468952566756013,1.548343380858542E-2]
[1.0050499999999087,2.0293393536838344,7.7923447249406631E-16,-7.7916231924709991E-16,2.0546369733009273,1.5483432705139263E-2]
[1.0100499999999193,2.0396320863836568,7.8511718334316238E-16,-7.8504503010129922E-16,2.0623786893766165,1.5483431609966784E-2]
[1.0150499999999298,2.0499635276624777,7.9102201770253206E-16,-7.9094986446573408E-16,2.0701204049067887,1.5483430522962182E-2]
[1.0200499999999404,2.0603336775175825,7.9694897557062367E-16,-7.968768223388529E-16,2.0778621198955185,1.5483429444125453E-2]
[1.0250499999999509,2.0707425359462732,8.0289805694589566E-16,-8.0282590371911454E-16,2.0856038343468342,1.5483428373202678E-2]
[1.0300499999999615,2.0811901029458721,8.0886926182681707E-16,-8.08797108604989E-16,2.0933455482647174,1.5483427310299655E-2]
[1.035049999999972,2.0916763785137205,8.1486259021186863E-16,-8.1479043699495724E-16,2.1010872616531069,1.5483426255141304E-2]
[1.0400499999999826,2.1022011922507575,8.2060619933702791E-16,-8.2054963228114697E-16,2.108499759320924,1.2138777388819629E-2]
[1.0450499999999932,2.1127590162535999,8.2533695865578957E-16,-8.2528039160224572E-16,2.1145691478885547,1.2138776887257043E-2]
[1.0500500000000037,2.1233471871986476,8.3008131585983485E-16,-8.3002474880861449E-16,2.1206385362061457,1.2138776388572255E-2]
[1.0550500000000143,2.1339657050846532,8.3483927094860465E-16,-8.3478270389969467E-16,2.1267079242751268,1.2138775892744109E-2]
[1.0600500000000248,2.1446145699103818,8.396108239215454E-16,-8.3955425687493278E-16,2.1327773120969171,1.2138775399751443E-2]
[1.0650500000000354,2.1552937816745978,8.4439597477810399E-16,-8.4433940773377542E-16,2.1388466996729196,1.2138774909594257E-2]
[1.0700500000000459,2.1660033403760779,8.4919472351773178E-16,-8.4913815647567434E-16,2.1449160870045292,1.2138774422187909E-2]
[1.0750500000000565,2.1767432460135994,8.5400707013988139E-16,-8.5395050310008256E-16,2.1509854740931251,1.2138773937532403E-2]
[1.080050000000067,2.1875134985859535,8.5883301464401059E-16,-8.5877644760645754E-16,2.1570548609400779,1.2138773455564253E-2]
[1.0850500000000776,2.1983140980919371,8.6367255702958087E-16,-8.6361598999426079E-16,2.1631242475467465,1.2138772976346942E-2]
[1.0900500000000881,2.2091255064770046,8.6101013006571314E-16,-8.6105741500543989E-16,2.1599176019275448,-1.0146919406792479E-2]
[1.0950500000000987,2.219912284001011,8.5696978207305077E-16,-8.5701706701147008E-16,2.1548441422949272,-1.0146919126249224E-2]
[1.1000500000001092,2.2306736942272098,8.5293893577916226E-16,-8.5298622071626773E-16,2.1497706828029184,-1.0146918844372868E-2]
[1.1050500000001198,2.2414097371563053,8.4891759118378414E-16,-8.4896487611956994E-16,2.1446972234521846,-1.0146918561184576E-2]
[1.1100500000001303,2.2521204127890049,8.4490574828665124E-16,-8.4495303322111097E-16,2.1396237642433946,-1.0146918276620863E-2]
[1.1150500000001409,2.2628057211260209,8.4090340708749703E-16,-8.4095069202062428E-16,2.1345503051772212,-1.0146917990681731E-2]
[1.1200500000001514,2.2734656621680664,8.36910567586054E-16,-8.3695785251784254E-16,2.1294768462543447,-1.0146917703472981E-2]
[1.125050000000162,2.284100235915862,8.3292722978205263E-16,-8.3297451471249627E-16,2.1244033874754478,-1.014691741480417E-2]
[1.1300500000001725,2.2947094423701273,8.2895339367522316E-16,-8.2900067860431518E-16,2.1193299288412186,-1.014691712475994E-2]
[1.1350500000001831,2.3052962886626727,8.2691921290509484E-16,-8.2692046310939352E-16,2.1166692361445674,-2.6828250877628624E-4]
[1.1400500000001936,2.3158792961367287,8.2681440613465918E-16,-8.2681565633895786E-16,2.1165350948901804,-2.6828250877628624E-4]
[1.1450500000002042,2.3264616329045125,8.2670960600643352E-16,-8.26710856210732E-16,2.1164009536357957,-2.6828250875512592E-4]
[1.1500500000002147,2.3370432989660239,8.2660481252041797E-16,-8.2660606272471655E-16,2.1162668123814146,-2.6828250875512592E-4]
[1.1550500000002253,2.347624294321264,8.2650002567661242E-16,-8.265012758809109E-16,2.1161326711270356,-2.6828250875512592E-4]
[1.1600500000002358,2.3582046189702317,8.2639524547501688E-16,-8.2639649567931526E-16,2.1159985298726594,-2.6828250875512592E-4]
[1.1650500000002464,2.3687842729129271,8.2629047191563134E-16,-8.2629172211992972E-16,2.1158643886182862,-2.6828250875512592E-4]
[1.1700500000002569,2.3793632561493512,8.2618570499845581E-16,-8.2618695520275429E-16,2.1157302473639157,-2.6828250877628624E-4]
[1.1750500000002675,2.3899415686795029,8.2608094472349028E-16,-8.2608219492778896E-16,2.1155961061095478,-2.682825087339656E-4]
[1.180050000000278,2.4005192152187931,8.2601674567415447E-16,-8.2600813520585781E-16,2.1155012705277336,1.8459191721777338E-3]
[1.1850500000002886,2.411099054760133,8.26738494839621E-16,-8.2672988273995694E-16,2.1164253076965949,1.8480785149694878E-3]
[1.1900500000002991,2.4216835144977407,8.2746055919160703E-16,-8.2745194709195125E-16,2.1173493469536435,1.8480785131920227E-3]
[1.1950500000003097,2.4322725944316312,8.2818293873011335E-16,-8.2817432663046576E-16,2.118273386209812,1.8480785114568781E-3]
[1.2000500000003202,2.4428662945618003,8.2890563345513986E-16,-8.2889702135550015E-16,2.1191974254651011,1.8480785097005732E-3]
[1.2050500000003308,2.4534646148882442,8.2962864336668616E-16,-8.2962003126705493E-16,2.1201214647195123,1.848078507986589E-3]
[1.2100500000003414,2.4640675554109577,8.3035196846475205E-16,-8.3034335636512881E-16,2.1210455039730456,1.848078506230284E-3]
[1.2150500000003519,2.4746751161299358,8.3107560874933705E-16,-8.3106699664972229E-16,2.1219695432257022,1.8480785044316585E-3]
[1.2200500000003625,2.485287297045176,8.3179956422044095E-16,-8.3179095212083418E-16,2.1228935824774822,1.8480785026541932E-3]
[1.225050000000373,2.495904098156672,8.3252383487806347E-16,-8.3251522277846478E-16,2.1238176217283868,1.8480785009613694E-3]
[1.2300500000003836,2.506523306765974,8.3209307485360311E-16,-8.3210681911480706E-16,2.1232966214654616,-2.9493938558905197E-3]
[1.2350500000003941,2.5171360662635625,8.3093762702391799E-16,-8.309513712850887E-16,2.1218219245393057,-2.949393848801819E-3]
[1.2400500000004047,2.527741452276528,8.2978298197100418E-16,-8.2979672623214166E-16,2.1203472276167115,-2.9493938416284772E-3]
[1.2450500000004152,2.5383394648048894,8.286291396948598E-16,-8.2864288395596415E-16,2.1188725306976841,-2.9493938345397769E-3]
[1.2500500000004258,2.5489301038486647,8.2747610019548269E-16,-8.2748984445655361E-16,2.1173978337822281,-2.949393827345275E-3]
[1.2550500000004363,2.5595133694078718,8.2632386347287107E-16,-8.2633760773390877E-16,2.1159231368703488,-2.9493938201719332E-3]
[1.2600500000004469,2.5700892614825279,8.2517242952702288E-16,-8.2518617378802704E-16,2.1144484399620507,-2.9493938130620728E-3]
[1.2650500000004574,2.5806577800726522,8.2402179835793613E-16,-8.2403554261890697E-16,2.1129737430573394,-2.9493938058675708E-3]
[1.270050000000468,2.591218925178262,8.2287196996560905E-16,-8.2288571422654617E-16,2.1114990461562195,-2.9493937986730689E-3]
[1.2750500000004785,2.6017729791025324,8.2229248209044506E-16,-8.2226566904013342E-16,2.1107033879526869,5.7538375238582263E-3]
[1.2800500000004891,2.612333760262147,8.2453552931362869E-16,-8.2450871626356564E-16,2.1135803067011376,5.7538374705342708E-3]
[1.2850500000004996,2.6229089260154366,8.2678163173911328E-16,-8.2675481868929833E-16,2.1164572254229364,5.7538374172949559E-3]
[1.2900500000005102,2.6334984763622677,8.2903078936687053E-16,-8.2900397631730289E-16,2.1193341441181546,5.7538373641614435E-3]
[1.2950500000005207,2.6441024113025078,8.3128300219687223E-16,-8.312561891475514E-16,2.1222110627868651,5.7538373112183735E-3]
[1.3000500000005313,2.6547207308360252,8.3353827022909048E-16,-8.3351145718001587E-16,2.1250879814291399,5.7538372584234245E-3]
[1.3050500000005418,2.6653534349626877,8.3579659346349727E-16,-8.357697804146679E-16,2.12796490004505,5.7538372057977594E-3]
[1.3100500000005524,2.6760005236823625,8.380579719000643E-16,-8.3803115885147988E-16,2.1308418186346665,5.7538371532355748E-3]
[1.3150500000005629,2.6866619969949195,8.4032240553876387E-16,-8.402955924904233E-16,2.1337187371980608,5.7538371008849926E-3]
[1.3200500000005735,2.6973378549002271,8.4258989437956817E-16,-8.4256308133147115E-16,2.1365956557353032,5.7538370486613722E-3]
[1.325050000000584,2.7080276367928291,8.4466309144742234E-16,-8.4463938045843337E-16,2.1392266053664342,5.0881632856052258E-3]
[1.3300500000005946,2.718730193625793,8.4667326585487053E-16,-8.466495548660488E-16,2.1417706870001489,5.0881632496538763E-3]
[1.3350500000006051,2.7294454708668834,8.4868582943336136E-16,-8.4866211844470697E-16,2.1443147686159159,5.0881632137871682E-3]
[1.3400500000006157,2.740173468516006,8.5070078218287718E-16,-8.5067707119438924E-16,2.1468588502137758,5.088163178047422E-3]
[1.3450500000006262,2.750914186573072,8.5271812410340133E-16,-8.5269441311507983E-16,2.1494029317937722,5.0881631423499961E-3]
[1.3500500000006368,2.7616676250379926,8.5473785519491703E-16,-8.5471414420676149E-16,2.1519470133559468,5.0881631067372108E-3]
[1.3550500000006473,2.7724337839106798,8.5675997545740803E-16,-8.5673626446941795E-16,2.154491094900342,5.0881630712090679E-3]
[1.3600500000006579,2.7832126631910432,8.5878448489085696E-16,-8.5876077390303205E-16,2.1570351764269997,5.0881630358078859E-3]
[1.3650500000006685,2.7940042628789956,8.6081138349524775E-16,-8.6078767250758742E-16,2.1595792579359614,5.0881630004490251E-3]
[1.370050000000679,2.8048076125421617,8.6212313265494542E-16,-8.621182593521263E-16,2.1612477287145784,1.0457666060850906E-3]
[1.3750500000006896,2.8156151714660744,8.6254033774236967E-16,-8.6253546443955203E-16,2.161770612017555,1.0457666057888462E-3]
[1.3800500000007001,2.826425344806502,8.6295764375433001E-16,-8.6295277045151356E-16,2.1622934953203785,1.0457666054926021E-3]
[1.3850500000007107,2.8372381325634435,8.6337505069082644E-16,-8.6337017738801156E-16,2.1628163786230492,1.0457666051751976E-3]
[1.3900500000007212,2.8480535347368976,8.6379255855185886E-16,-8.6378768524904546E-16,2.1633392619255671,1.0457666048789534E-3]
[1.3950500000007318,2.8588715513268639,8.6421016733742717E-16,-8.6420529403461515E-16,2.1638621452279323,1.0457666045615489E-3]
[1.4000500000007423,2.8696921823333419,8.6462787704753157E-16,-8.6462300374472103E-16,2.1643850285301447,1.0457666042653047E-3]
[1.4050500000007529,2.8805154277563307,8.6504568768217186E-16,-8.650408143793625E-16,2.1649079118322043,1.0457666039690606E-3]
[1.4100500000007634,2.8913412875958282,8.6546359924134794E-16,-8.6545872593854006E-16,2.1654307951341116,1.0457666036728162E-3]
[1.415050000000774,2.9021699177530813,8.6614791238852347E-16,-8.6612754582676901E-16,2.1662673477284131,4.3704795197735749E-3]
[1.4200500000007845,2.9130067722221078,8.6789622012503135E-16,-8.6787585356338063E-16,2.1684525874826819,4.3704794975340999E-3]
[1.4250500000007951,2.9238545528898774,8.6964629058317096E-16,-8.6962592402162358E-16,2.1706378272258537,4.3704794753792655E-3]
[1.4300500000008056,2.9347132597563346,8.7139812376293353E-16,-8.713777572014892E-16,2.1728230669579514,4.3704794532667523E-3]
[1.4350500000008162,2.9455828928214238,8.7315171966430989E-16,-8.731313531029685E-16,2.1750083066789974,4.3704794311753992E-3]
[1.4400500000008267,2.956463452085091,8.7490707828729145E-16,-8.7488671172605261E-16,2.1771935463890135,4.3704794090840462E-3]
[1.4450500000008373,2.9673549375472805,8.7666419963186915E-16,-8.7664383307073286E-16,2.1793787860880225,4.3704793871196549E-3]
[1.4500500000008478,2.9782573492079378,8.784230836980342E-16,-8.7840271713700017E-16,2.1815640257760456,4.3704793651552637E-3]
[1.4550500000008584,2.9891706870670069,8.8018373048577764E-16,-8.8016336392484557E-16,2.1837492654531054,4.3704793432543538E-3]
[1.4600500000008689,3.000094951124435,8.8192927029270925E-16,-8.8192577343426097E-16,2.1859345051192243,4.3704793214169244E-3]
[1.4650500000008795,3.011024086749964,8.8174661794955181E-16,-8.817487277437675E-16,2.1857150820564115,-4.5274271233853566E-4]
[1.47005000000089,3.0219520905725714,8.8156398452156419E-16,-8.8156609431577968E-16,2.1854887107002425,-4.5274271233853566E-4]
[1.4750500000009006,3.0328789625383989,8.8138137000964637E-16,-8.8138347980386177E-16,2.1852623393440855,-4.5274271227505476E-4]
[1.4800500000009111,3.0438047026474453,8.8119877441379847E-16,-8.8120088420801377E-16,2.1850359679879405,-4.5274271227505476E-4]
[1.4850500000009217,3.0547293108997118,8.8101619773402048E-16,-8.8101830752823548E-16,2.184809596631808,-4.5274271225389444E-4]
[1.4900500000009322,3.0656527872951962,8.808336399703123E-16,-8.8083574976452749E-16,2.1845832252756878,-4.5274271223273417E-4]
[1.4950500000009428,3.0765751318338999,8.8065110112267402E-16,-8.8065321091688902E-16,2.1843568539195792,-4.5274271223273417E-4]
[1.5000500000009533,3.0874963445158232,8.8046858119110556E-16,-8.8047069098532036E-16,2.1841304825634831,-4.5274271221157385E-4]
[1.5050500000009639,3.0984164253409663,8.8028608017560701E-16,-8.8028818996982191E-16,2.1839041112073994,-4.5274271216925327E-4]
[1.5100500000009744,3.1093320758357237,8.7884081373541598E-16,-8.7886000688422617E-16,2.1821318046772267,-4.1186757394792231E-3]
[1.515050000000985,3.1202375350309972,8.7718278769463218E-16,-8.7720198084335717E-16,2.180072466812113,-4.1186757211332439E-3]
[1.5200500000009955,3.1311326975369682,8.7552632712474638E-16,-8.7554552027338538E-16,2.1780131289561862,-4.1186757027237824E-3]
[1.5250500000010061,3.142017563353682,8.738714320257513E-16,-8.7389062517430451E-16,2.1759537911094649,-4.118675684335482E-3]
[1.5300500000010167,3.1528921324811865,8.7221810239763992E-16,-8.7223729554610715E-16,2.1738944532719651,-4.1186756658837002E-3]
[1.5350500000010272,3.1637564049195266,8.7056633824040545E-16,-8.705855313887864E-16,2.1718351154437059,-4.1186756473261176E-3]
[1.5400500000010378,3.1746103806687467,8.6891613955404099E-16,-8.6893533270233565E-16,2.1697757776247042,-4.1186756288320156E-3]
[1.5450500000010483,3.1854540597288969,8.6726750633853893E-16,-8.6728669948674692E-16,2.1677164398149764,-4.118675610274433E-3]
[1.5500500000010589,3.1962874421000209,8.6562043859389268E-16,-8.656396317420139E-16,2.1656571020145421,-4.1186755916745293E-3]
[1.5550500000010694,3.2071145890270882,8.6599128577644548E-16,-8.659746884152018E-16,2.1660761838333347,3.56164325969741E-3]
[1.56005000000108,3.2179494665208654,8.674157789649485E-16,-8.6739918160376083E-16,2.1678570054601525,3.5616432476995199E-3]
[1.5650500000010905,3.2287932481227606,8.6884144280271548E-16,-8.6882484544158412E-16,2.1696378270809622,3.5616432356593091E-3]
[1.5700500000011011,3.2396459338327452,8.7026827728974279E-16,-8.7025167992866704E-16,2.1714186486957718,3.5616432236825796E-3]
[1.5750500000011116,3.2505075236507892,8.7169628242602637E-16,-8.7167968506500633E-16,2.1731994703045929,3.5616432117058497E-3]
[1.5800500000011222,3.2613780175768636,8.7312545821156248E-16,-8.7310886085059825E-16,2.1749802919074357,3.5616431998137612E-3]
[1.5850500000011327,3.2722574156109361,8.7455580464634677E-16,-8.7453920728543817E-16,2.1767611135043086,3.5616431878158711E-3]
[1.5900500000011433,3.2831457177529777,8.7598732173037562E-16,-8.7597072436952233E-16,2.1785419350952213,3.5616431759449428E-3]
[1.5950500000011538,3.2940429240029578,8.7742000946364486E-16,-8.7740341210284709E-16,2.1803227566801842,3.5616431640528544E-3]
[1.6000500000011644,3.3049490218247426,8.7884470165203718E-16,-8.7882833807462633E-16,2.1820924888939106,3.5114753684975177E-3]
[1.6050500000011749,3.3158639175068618,8.8025950216241153E-16,-8.8024313858505383E-16,2.183848226575305,3.5114753571555968E-3]
[1.6100500000011855,3.3267875918773719,8.8167544057581106E-16,-8.8165907699850612E-16,2.1856039642510248,3.5114753457925157E-3]
[1.615050000001196,3.3377200449362459,8.8309251689223233E-16,-8.8307615331498033E-16,2.1873597019210793,3.5114753345140762E-3]
[1.6200500000012066,3.3486612766834565,8.8451073111167168E-16,-8.8449436753447204E-16,2.1891154395854775,3.5114753231721553E-3]
[1.6250500000012171,3.3596112871189741,8.8593008323412526E-16,-8.8591371965697828E-16,2.1908711772442286,3.511475311936036E-3]
[1.6300500000012277,3.3705700762427724,8.8735057325958964E-16,-8.8733420968249522E-16,2.1926269148973421,3.5114753006364359E-3]
[1.6350500000012382,3.3815376440548217,8.8877220118806105E-16,-8.8875583761101899E-16,2.1943826525448262,3.5114752893579963E-3]
[1.6400500000012488,3.3925139905550941,8.9019496701953605E-16,-8.9017860344254645E-16,2.1961383901866909,3.511475278185358E-3]
[1.6450500000012593,3.4034992949606138,8.918091938731786E-16,-8.9178596474393395E-16,2.1981202373089435,4.9847605526206684E-3]
[1.6500500000012699,3.4144961894073433,8.9383267722244825E-16,-8.938094480933529E-16,2.2006126175771743,4.9847605206262951E-3]
[1.6550500000012804,3.4255055457553736,8.9585845362362469E-16,-8.9583522449467843E-16,2.2031049978294188,4.9847604886742421E-3]
[1.660050000001291,3.4365273640046246,8.9788652307669372E-16,-8.9786329394789577E-16,2.2055973780657134,4.9847604568491518E-3]
[1.6650500000013015,3.4475616441550163,8.9991688558164017E-16,-8.9989365645299033E-16,2.2080897582860941,4.9847604250663809E-3]
[1.6700500000013121,3.4586083862064707,9.0194954113844982E-16,-9.0192631200994789E-16,2.2105821384905968,4.9847603933259313E-3]
[1.6750500000013226,3.4696675901589069,9.0398448974710789E-16,-9.0396126061875347E-16,2.2130745186792575,4.9847603616701231E-3]
[1.6800500000013332,3.4807392560122468,9.0602173140759978E-16,-9.0599850227939249E-16,2.2155668988521113,4.9847603300566343E-3]
[1.6850500000013438,3.4918233837664112,9.0806126611991109E-16,-9.0803803699185053E-16,2.2180592790091938,4.9847602986124295E-3]
[1.6900500000013543,3.5029195361577199,9.0953077976547034E-16,-9.0953229592265447E-16,2.2198835376606008,-3.2535358699986718E-4]
[1.6950500000013649,3.5140185430871202,9.0939748054179835E-16,-9.0939899669898228E-16,2.2197208608671093,-3.253535869575466E-4]
[1.7000500000013754,3.5251167366325484,9.0926419108687909E-16,-9.0926570724406282E-16,2.2195581840736227,-3.253535869575466E-4]
[1.705050000001386,3.536214116794016,9.0913091140071195E-16,-9.0913242755789588E-16,2.2193955072801401,-3.2535358699986718E-4]
[1.7100500000013965,3.547310683571514,9.0899764148329754E-16,-9.0899915764048127E-16,2.219232830486662,-3.253535869575466E-4]
[1.7150500000014071,3.558406436965039,9.0886438133463545E-16,-9.0886589749181938E-16,2.2190701536931883,-3.2535358699986718E-4]
[1.7200500000014176,3.5695013769746056,9.0873113095472588E-16,-9.0873264711190981E-16,2.218907476899719,-3.2535358691522601E-4]
[1.7250500000014282,3.5805955036002008,9.0859789034356884E-16,-9.0859940650075257E-16,2.2187448001062542,-3.2535358691522601E-4]
[1.7300500000014387,3.591688816841824,9.0846465950116432E-16,-9.0846617565834786E-16,2.2185821233127934,-3.2535358691522601E-4]
[1.7350500000014493,3.6027815747763015,9.086864731575146E-16,-9.0867187537376929E-16,2.2188332806445676,3.1325520556648111E-3]
[1.7400500000014598,3.613879696026491,9.0996979021972864E-16,-9.0995519243601981E-16,2.2203995566704378,3.1325520478355001E-3]
[1.7450500000014704,3.6249856486568,9.1125401285357045E-16,-9.112394150698981E-16,2.2219658326924114,3.1325520400908302E-3]
[1.7500500000014809,3.6360994326672098,9.1253914105903826E-16,-9.1252454327540181E-16,2.2235321087104931,3.13255203230384E-3]
[1.7550500000014915,3.6472210480577005,9.1382517483612951E-16,-9.1381057705252954E-16,2.2250983847246895,3.1325520245591701E-3]
[1.760050000001502,3.6583504948282517,9.1511211418484203E-16,-9.1509751640127776E-16,2.2266646607350045,3.1325520167721798E-3]
[1.7650500000015126,3.6694877729788447,9.1639995910517345E-16,-9.1638536132164547E-16,2.2282309367414448,3.1325520090275099E-3]
[1.7700500000015231,3.6806328825094603,9.176887095971216E-16,-9.1767411181362971E-16,2.2297972127440158,3.1325520013251607E-3]
[1.7750500000015337,3.6917858234200738,9.1897836566068372E-16,-9.1896376787722772E-16,2.2313634887427218,3.1325519935804912E-3]
[1.7800500000015442,3.7029457545961519,9.1916659408033109E-16,-9.1919923753230619E-16,2.2316493458984805,-7.004988865596638E-3]
[1.7850500000015548,3.7140951575272396,9.1628355713748304E-16,-9.1631620058905522E-16,2.2281468514874549,-7.004988779304935E-3]
[1.7900500000015653,3.72522704798638,9.134050486078513E-16,-9.1343769205901958E-16,2.2246443571197005,-7.0049886925900263E-3]
[1.7950500000015759,3.7363414259737904,9.1053106849137928E-16,-9.1056371194214249E-16,2.2211418627953536,-7.0049886056635143E-3]
[1.8000500000015864,3.7474382914896909,9.0766161678801018E-16,-9.0769426023836673E-16,2.2176393685145497,-7.0049885183984381E-3]
[1.805050000001597,3.758517644534296,9.0479669349768859E-16,-9.0482933694763769E-16,2.2141368742774277,-7.0049884309217585E-3]
[1.8100500000016075,3.7695794851078284,9.0193629862035711E-16,-9.019689420698968E-16,2.2106343800841248,-7.0049883431065139E-3]
[1.8150500000016181,3.7806238132105028,8.9908043215595994E-16,-8.9911307560508961E-16,2.2071318859347819,-7.0049882550373456E-3]
[1.8200500000016286,3.7916506288425396,8.9622909410444027E-16,-8.9626173755315796E-16,2.2036293918295371,-7.0049881666719334E-3]
[1.8250500000016392,3.8026608483819881,8.9468276021009286E-16,-8.9465368813619875E-16,2.2016516571614062,6.2386035055975592E-3]
[1.8300500000016497,3.8136769829046941,8.9721964811720169E-16,-8.9719057604359887E-16,2.2047709588984139,6.2386034430477128E-3]
[1.8350500000016603,3.8247087139360065,8.9976012771920061E-16,-8.9973105564588848E-16,2.2078902606042008,6.23860338075179E-3]
[1.8400500000016708,3.8357560414757685,9.0230419901605411E-16,-9.0227512694303149E-16,2.2110095622788561,6.2386033185405088E-3]
[1.8450500000016814,3.8468189655238261,9.048518620077261E-16,-9.048227899349928E-16,2.214128863922467,6.2386032565408299E-3]
[1.850050000001692,3.8578974860800233,9.0740311669418109E-16,-9.0737404462173592E-16,2.2172481655351213,6.2386031947104341E-3]
[1.8550500000017025,3.8689916031442082,9.0995796307538397E-16,-9.0992889100322575E-16,2.2203674671169056,6.2386031330916407E-3]
[1.8600500000017131,3.8801013167162215,9.1251640115129806E-16,-9.1248732907942639E-16,2.2234867686679065,6.2386030715574888E-3]
[1.8650500000017236,3.8912266267959126,9.1507843092188865E-16,-9.1504935885030255E-16,2.2266060701882107,6.2386030102772605E-3]
[1.8700500000017342,3.9023675029577669,9.1759395795070351E-16,-9.1756755681395556E-16,2.2296677534208813,5.6654446072274814E-3]
[1.8750500000017447,3.9135229943486687,9.1992692005058009E-16,-9.1990051891404493E-16,2.2325004757129499,5.6654445615635547E-3]
[1.8800500000017553,3.9246926493509742,9.2226284420451996E-16,-9.2223644306819681E-16,2.2353331979822135,5.6654445159842687E-3]
[1.8850500000017658,3.9358764679645679,9.2460173041249868E-16,-9.2457532927638773E-16,2.2381659202287314,5.6654444705742648E-3]
[1.8900500000017764,3.9470744501893362,9.2694357867449297E-16,-9.2691717753859324E-16,2.2409986424525594,5.6654444252489024E-3]
[1.8950500000017869,3.9582865960251672,9.2928838899047917E-16,-9.2926198785478987E-16,2.2438313646537558,5.6654443800505019E-3]
[1.9000500000017975,3.9695129054719476,9.3163616136043361E-16,-9.3160976022495474E-16,2.2466640868323782,5.6654443349790631E-3]
[1.905050000001808,3.9807533785295619,9.3398689578433224E-16,-9.3396049464906261E-16,2.2494968089884817,5.6654442899076243E-3]
[1.9100500000018186,3.9920080151979018,9.3634059226215236E-16,-9.3631419112709198E-16,2.252329531122125,5.6654442450477889E-3]
[1.9150500000018291,4.0032754358780194,9.3704767722428102E-16,-9.370848423109163E-16,2.253256251778625,-7.9752906732439583E-3]
[1.9200500000018397,4.0145316483324924,9.3373384601081401E-16,-9.3377101109686612E-16,2.2492686064735614,-7.9752905481865876E-3]
[1.9250500000018502,4.0257679225605969,9.3042588461520486E-16,-9.3046304970067164E-16,2.2452809612311606,-7.9752904226213679E-3]
[1.9300500000018608,4.0369842585626481,9.2712379303736108E-16,-9.2716095812224114E-16,2.2412933160516464,-7.9752902965906213E-3]
[1.9350500000018713,4.0481806563389613,9.2382757127718997E-16,-9.2386473636148056E-16,2.2373056709352412,-7.9752901702213105E-3]
[1.9400500000018819,4.0593571158898518,9.2053721933459866E-16,-9.205743844182982E-16,2.2333180258821717,-7.9752900432595118E-3]
[1.9450500000018924,4.0705136372156367,9.1725273720949385E-16,-9.1728990229259977E-16,2.2293303808926632,-7.9752899159168267E-3]
[1.950050000001903,4.0816502203166527,9.1397412490177635E-16,-9.1401128998428688E-16,2.225342735966938,-7.9752897881509369E-3]
[1.9550500000019135,4.0927668651931857,9.1070138241136195E-16,-9.1073854749327432E-16,2.2213550911052353,-7.9752896599195201E-3]
[1.9600500000019241,4.1038664790130008,9.1027187637717104E-16,-9.1021636305865048E-16,2.2207181775955656,1.1912654903126705E-2]
[1.9650500000019346,4.1149851096276109,9.15161121126269E-16,-9.1510560780973992E-16,2.2266745049391075,1.1912654475688648E-2]
[1.9700500000019452,4.1261335218784039,9.2006346188632161E-16,-9.2000794857177355E-16,2.2326308320695278,1.1912654050620544E-2]
[1.9750500000019557,4.1373117157643096,9.2497889865685732E-16,-9.2492338534427983E-16,2.2385871589879569,1.1912653627668471E-2]
[1.9800500000019663,4.1485196912842737,9.2990743143741405E-16,-9.298519181267963E-16,2.244543485695524,1.191265320708635E-2]
[1.9850500000019768,4.1597574484372437,9.3484906022752737E-16,-9.3479354691885968E-16,2.2504998121933459,1.1912652788704903E-2]
[1.9900500000019874,4.1710249872221761,9.3980378502673954E-16,-9.3974827172001087E-16,2.2564561384825321,1.1912652372566446E-2]
[1.9950500000019979,4.1823223076380316,9.4477160583459302E-16,-9.4471609252979331E-16,2.2624124645641843,1.1912651958586339E-2]
[2.0000500000020081,4.193649409683772,9.4975252265063204E-16,-9.4969700934775144E-16,2.2683687904393928,1.1912651546722263E-2]
[2.0050500000019964,4.2050041488279222,9.5306585251058679E-16,-9.530527177300402E-16,2.272372842151968,2.8186048321075007E-3]
[2.0100500000019847,4.21636957152728,9.5424836620037352E-16,-9.5423523141985178E-16,2.2737821445666389,2.8186048266481433E-3]
[2.0150500000019731,4.227742040738705,9.5543161304344483E-16,-9.5541847826294853E-16,2.275191446978603,2.8186048212311067E-3]
[2.0200500000019614,4.2391215564621829,9.5661559303979973E-16,-9.5660245825932887E-16,2.2766007493878639,2.8186048158563904E-3]
[2.0250500000019498,4.2505081186977005,9.5780030618943624E-16,-9.5778717140899042E-16,2.278010051794424,2.8186048104816746E-3]
[2.0300500000019381,4.2619017274452444,9.5898575249235338E-16,-9.5897261771193281E-16,2.2794193541982875,2.8186048050646375E-3]
[2.0350500000019265,4.2733023827047987,9.6017193194854938E-16,-9.6015879716815366E-16,2.2808286565994567,2.8186047996476009E-3]
[2.0400500000019148,4.2847100844763544,9.6135884455802344E-16,-9.6134570977765296E-16,2.2822379589979365,2.8186047943575261E-3]
[2.0450500000019032,4.2961248327598947,9.625464903207734E-16,-9.6253335554042797E-16,2.2836472613937286,2.8186047889404891E-3]
[2.0500500000018915,4.3075468206866185,9.6383534171620826E-16,-9.6382052654054186E-16,2.2851736825084639,3.1792023911224694E-3]
[2.0550500000018799,4.3189767028421766,9.6517670420752615E-16,-9.6516188903189544E-16,2.2867632837021161,3.1792023834624405E-3]
[2.0600500000018682,4.3304145330036921,9.6651899944311287E-16,-9.6650418426751806E-16,2.2883528848919283,3.1792023758870532E-3]
[2.0650500000018566,4.3418603111711489,9.6786222742296606E-16,-9.6784741224740695E-16,2.2899424860779045,3.179202368184704E-3]
[2.0700500000018449,4.3533140373445249,9.6920638814708375E-16,-9.6919157297156033E-16,2.2915320872600513,3.1792023605669963E-3]
[2.0750500000018333,4.3647757115238033,9.7055148161546337E-16,-9.7053666643997545E-16,2.2931216884383732,3.1792023528646471E-3]
[2.0800500000018216,4.3762453337089617,9.7189750782810276E-16,-9.7188269265265073E-16,2.2947112896128758,3.179202345246939E-3]
[2.08505000000181,4.3877229038999843,9.7324446678499975E-16,-9.7322965160958302E-16,2.2963008907835638,3.1792023376715516E-3]
[2.0900500000017983,4.3992084220968497,9.7459235848615215E-16,-9.7457754331077073E-16,2.2978904919504437,3.1792023299692025E-3]
[2.0950500000017866,4.4106956114260365,9.7362391719093565E-16,-9.7363644445934494E-16,2.2967807473060322,-2.6882382347126711E-3]
[2.100050000001775,4.4221761212617974,9.7248467007233137E-16,-9.7249719734071896E-16,2.2954366281898086,-2.6882382301420464E-3]
[2.1050500000017633,4.4336499105019831,9.7134608985957468E-16,-9.7135861712794078E-16,2.2940925090758899,-2.6882382255714217E-3]
[2.1100500000017517,4.4451169791466052,9.7020817655266461E-16,-9.702207038210094E-16,2.2927483899642787,-2.6882382209161555E-3]
[2.11505000000174,4.4565773271956743,9.6907093015160015E-16,-9.6908345741992325E-16,2.2914042708549767,-2.6882382163032101E-3]
[2.1200500000017284,4.468030954649203,9.6793435065637994E-16,-9.6794687792468154E-16,2.2900601517479875,-2.6882382116902651E-3]
[2.1250500000017167,4.4794778615072026,9.6679843806700279E-16,-9.668109653352827E-16,2.2887160326433129,-2.6882382070773196E-3]
[2.1300500000017051,4.4909180477696857,9.6566319238346771E-16,-9.6567571965172592E-16,2.2873719135409565,-2.6882382024643742E-3]
[2.1350500000016934,4.5023505613678081,9.6287154500801968E-16,-9.6297307082187807E-16,2.2841688225097116,-2.1786519297146915E-2]
[2.1400500000016818,4.5137439000008097,9.5370856052196001E-16,-9.5381008632421919E-16,2.2732755634885704,-2.1786516808314765E-2]
[2.1450500000016701,4.5250827723418583,9.4458938003438225E-16,-9.4469090582493059E-16,2.262382305717904,-2.1786514295486836E-2]
[2.1500500000016585,4.536367178397235,9.3551400354023435E-16,-9.3561552931895846E-16,2.2514890492097823,-2.1786511758324564E-2]
[2.1550500000016468,4.5475971181732842,9.2648243103441356E-16,-9.2658395680119806E-16,2.240595793976448,-2.1786509196574023E-2]
[2.1600500000016352,4.5587725916764112,9.1749466251176901E-16,-9.1759618826649774E-16,2.2297025400303259,-2.1786506609685046E-2]
[2.1650500000016235,4.5698935989130876,9.085506979670958E-16,-9.0865222370965004E-16,2.2188092873840164,-2.1786503997446027E-2]
[2.1700500000016119,4.5809601398898394,8.9965053739514583E-16,-8.9975206312540607E-16,2.2079160360503183,-2.1786501359433764E-2]
[2.1750500000016002,4.5919722146132651,8.9079418079061145E-16,-8.9089570650845561E-16,2.1970227860422087,-2.1786498695267373E-2]
[2.1800500000015886,4.6029347582034221,8.8824032835113334E-16,-8.8807241889357013E-16,2.1935387927777499,3.6031847532523045E-2]
[2.1850500000015769,4.6139479423696264,9.0288802493845024E-16,-9.0272011553706931E-16,2.2115547134910871,3.603183547434733E-2]
[2.1900500000015652,4.6250512061242581,9.1765552870052089E-16,-9.1748761935441367E-16,2.2295706282247241,3.6031823610952182E-2]
[2.1950500000015536,4.6362445494376585,9.3254283959789812E-16,-9.3237493030617911E-16,2.2475865370749362,3.6031811937872762E-2]
[2.2000500000015419,4.6475279722806562,9.4754995759178514E-16,-9.4738204835358896E-16,2.2656024401357118,3.6031800450538463E-2]
[2.2050500000015303,4.6589014746245319,9.6267688264398296E-16,-9.6250897345846513E-16,2.283618337498782,3.6031789144632571E-2]
[2.2100500000015186,4.6703650564410202,9.7792361471689958E-16,-9.7775570558323496E-16,2.30163422925372,3.6031778015584465E-2]
[2.215050000001507,4.6819187177023158,9.9329015377355222E-16,-9.931222446909346E-16,2.3196501154880256,3.6031767059669928E-2]
[2.2200500000014953,4.693562458381022,1.0087764997775038E-15,-1.0086085907451465E-15,2.3376659962871353,3.6031756272402987E-2]
[2.2250500000014837,4.7052861416141001,1.0163653944823118E-15,-1.0163886450408922E-15,2.3466646459103053,-4.9893590938345613E-3]
[2.230050000001472,4.7170131657778089,1.0142055492613651E-15,-1.0142287998198142E-15,2.3441699663705045,-4.9893590656490414E-3]
[2.2350500000014604,4.7287277165438519,1.0120480013502868E-15,-1.0120712519086041E-15,2.3416752868448301,-4.9893590373365606E-3]
[2.2400500000014487,4.7404297939123046,1.0098927507490629E-15,-1.009916001307248E-15,2.3391806073333115,-4.9893590089817585E-3]
[2.2450500000014371,4.7521193978832326,1.0077397974576815E-15,-1.0077630480157343E-15,2.3366859278359802,-4.9893589805846362E-3]
[2.2500500000014254,4.7637965284567141,1.0055891414761278E-15,-1.0056123920340478E-15,2.3341912483528642,-4.9893589521451927E-3]
[2.2550500000014138,4.7754611856328015,1.0034407828043923E-15,-1.0034640333621794E-15,2.3316965688839986,-4.9893589235787883E-3]
[2.2600500000014021,4.7871133694115882,1.0012947214424583E-15,-1.0013179720001121E-15,2.3292018894294086,-4.9893588950547041E-3]
[2.2650500000013905,4.7987530797931379,9.9915095739031313E-16,-9.9917420794783343E-16,2.3267072099891273,-4.9893588664036582E-3]
[2.2700500000013788,4.8103742544815082,9.9464969459187567E-16,-9.9470167442786844E-16,2.321493931232272,-1.1154401584454335E-2]
[2.2750500000013671,4.8219676417058093,9.8987605558389171E-16,-9.8992803541838111E-16,2.3159167305214687,-1.1154401261717442E-2]
[2.2800500000013555,4.8335331429269619,9.8511389878639847E-16,-9.85165878619377E-16,2.3103395299723779,-1.1154400937626289E-2]
[2.2850500000013438,4.8450707581457797,9.8036322419906028E-16,-9.8041520403052026E-16,2.3047623295857784,-1.1154400611884633E-2]
[2.2900500000013322,4.8565804873630762,9.7562403182154287E-16,-9.7567601165147798E-16,2.2991851293624612,-1.1154400284492475E-2]
[2.2950500000013205,4.8680623305796704,9.708963216535084E-16,-9.7094830148191035E-16,2.2936079293032154,-1.1154399955576773E-2]
[2.3000500000013089,4.879516287796382,9.6618009369461963E-16,-9.6623207352148134E-16,2.2880307294088431,-1.1154399624968248E-2]
[2.3050500000012972,4.8909423590140406,9.6147534794453539E-16,-9.6152732776984876E-16,2.2824535296801467,-1.1154399292878503E-2]
[2.3100500000012856,4.902341082627534,9.577172278109394E-16,-9.5771876725100704E-16,2.2779287037943448,-3.3034988272917114E-4]
[2.3150500000012739,4.9137303090797797,9.5757834251075037E-16,-9.5757988195081801E-16,2.2777635288529865,-3.3034988272917114E-4]
[2.3200500000012623,4.9251187096573172,9.574394672816456E-16,-9.5744100672171304E-16,2.2775983539116322,-3.3034988272917114E-4]
[2.3250500000012506,4.9365062843601484,9.5730060212362469E-16,-9.5730214156369232E-16,2.2774331789702829,-3.3034988268685055E-4]
[2.330050000001239,4.9478930331882731,9.5716174703668783E-16,-9.5716328647675546E-16,2.2772680040289375,-3.3034988268685055E-4]
[2.3350500000012273,4.9592789561416906,9.5702290202083503E-16,-9.5702444146090246E-16,2.2771028290875965,-3.3034988268685055E-4]
[2.3400500000012157,4.9706640532204016,9.5688406707606629E-16,-9.5688560651613372E-16,2.2769376541462596,-3.3034988268685055E-4]
[2.345050000001204,4.9820483244244063,9.567452422023814E-16,-9.5674678164244864E-16,2.2767724792049271,-3.3034988264452997E-4]
[2.3500500000011924,4.9934317697537045,9.5660642739978077E-16,-9.5660796683984801E-16,2.2766073042635995,-3.3034988264452997E-4]
[2.3550500000011807,5.0048157046986761,9.5754403551861948E-16,-9.5751735678129694E-16,2.2776891643648018,5.7250151739476722E-3]
[2.360050000001169,5.0162113783521374,9.5995228600049072E-16,-9.5992560726337841E-16,2.2805516719403651,5.7250151287915919E-3]
[2.3650500000011574,5.0276213645434193,9.6236356115445679E-16,-9.6233688241755451E-16,2.283414179493378,5.7250150837201532E-3]
[2.3700500000011457,5.0390456632724119,9.6477786098049461E-16,-9.6475118224380197E-16,2.2862766870238982,5.7250150388179974E-3]
[2.3750500000011341,5.0504842745389995,9.6719518547857992E-16,-9.6716850674209594E-16,2.2891391945319803,5.7250149940004822E-3]
[2.3800500000011224,5.0619371983430694,9.6961553464868847E-16,-9.6958885591241275E-16,2.2920017020176813,5.7250149492676077E-3]
[2.3850500000011108,5.0734044346845177,9.7203890849079876E-16,-9.720122297547309E-16,2.2948642094810583,5.7250149047040171E-3]
[2.3900500000010991,5.0848859835632245,9.7446530700488535E-16,-9.7443862826902477E-16,2.2977267169221651,5.7250148601827458E-3]
[2.3950500000010875,5.0963818449790805,9.7689473019092477E-16,-9.7686805145527087E-16,2.3005892243410577,5.7250148158307576E-3]
[2.4000500000010758,5.1078931304539967,9.7988846949502678E-16,-9.7985281674947421E-16,2.3041012041026097,7.6507559868014292E-3]
[2.4050500000010642,5.119423295553899,9.8314476650786933E-16,-9.8310911376280743E-16,2.3079265820694448,7.650755881677059E-3]
[2.4100500000010525,5.1309725875435017,9.864064652502845E-16,-9.8637081250571169E-16,2.31175195998373,7.6507557766796516E-3]
[2.4150500000010409,5.1425410064225439,9.8967356572219833E-16,-9.8963791297811265E-16,2.3155773378456384,7.6507556721054498E-3]
[2.4200500000010292,5.1541285521907634,9.9294606792353726E-16,-9.9291041517993712E-16,2.3194027156553432,7.6507555677851708E-3]
[2.4250500000010176,5.1657352248479,9.9622397185422754E-16,-9.9618831911111156E-16,2.3232280934130172,7.6507554639304197E-3]
[2.4300500000010059,5.1773610243936927,9.995072775141952E-16,-9.9947162477156201E-16,2.3270534711188309,7.6507553603719115E-3]
[2.4350500000009943,5.1890059508278856,1.0027959849033681E-15,-1.0027603321612159E-15,2.3308788487729553,7.6507552571519694E-3]
[2.4400500000009826,5.2006700244379767,1.0062408687122262E-15,-1.0061767958247885E-15,2.3348461933388887,1.374940294892571E-2]
[2.4450500000009709,5.2123616141044922,1.0121747755817023E-15,-1.0121107026750913E-15,2.3417209259164453,1.374946491216625E-2]
[2.4500500000009593,5.2240875774332718,1.0181261283346256E-15,-1.018062055430768E-15,2.3485956582231742,1.3749464321286037E-2]
[2.4550500000009476,5.2358479144228403,1.0240949269702477E-15,-1.0240308540691268E-15,2.3554703902353489,1.3749463733876113E-2]
[2.460050000000936,5.2476426250717312,1.0300811714878242E-15,-1.0300170985894245E-15,2.3623451219546889,1.3749463149851837E-2]
[2.4650500000009243,5.2594717093784844,1.0360848618866137E-15,-1.0360207889909194E-15,2.3692198533828956,1.3749462569340171E-2]
[2.4700500000009127,5.2713351673416442,1.0421059981658783E-15,-1.042041925272874E-15,2.3760945845216543,1.3749461992002551E-2]
[2.475050000000901,5.2832329989597717,1.0481445803248871E-15,-1.0480805074345571E-15,2.3829693153726397,1.3749461418135218E-2]
[2.4800500000008894,5.2951652042314281,1.05420060836291E-15,-1.0541365354752388E-15,2.3898440459375077,1.3749460847568892E-2]
[2.4850500000008777,5.3071254878795395,1.0564664565083583E-15,-1.0564697889247544E-15,2.3924874557371472,-7.1510634860593835E-4]
[2.4900500000008661,5.3190870223364604,1.05615070488422E-15,-1.0561540373006155E-15,2.3921299025628788,-7.1510634847897654E-4]
[2.4950500000008544,5.3310467690275098,1.0558350004521856E-15,-1.055838332868581E-15,2.3917723493886509,-7.1510634839433537E-4]
[2.5000500000008428,5.343004727952688,1.0555193432122552E-15,-1.0555226756286501E-15,2.391414796214463,-7.151063483096941E-4]
[2.5050500000008311,5.3549608991119957,1.0552037331644285E-15,-1.0552070655808231E-15,2.3910572430403145,-7.151063483096941E-4]
[2.5100500000008195,5.366915282505432,1.0548881703087061E-15,-1.0548915027251003E-15,2.3906996898662065,-7.1510634818273229E-4]
[2.5150500000008078,5.3788678781329997,1.0545726546450873E-15,-1.0545759870614809E-15,2.390342136692138,-7.1510634814041176E-4]
[2.5200500000007962,5.3908186859946952,1.0542571861735726E-15,-1.0542605185899658E-15,2.3899845835181099,-7.1510634801344995E-4]
[2.5250500000007845,5.4027673304108088,1.053340988443711E-15,-1.0533717285425831E-15,2.3889769377033572,-6.5965465443960933E-3]
[2.5300500000007728,5.41470388695934,1.0504343806872254E-15,-1.0504651207858042E-15,2.3856786644470391,-6.5965464814653615E-3]
[2.5350500000007612,5.4266239521416741,1.0475317886561048E-15,-1.0475625287543894E-15,2.3823803912222394,-6.5965464183230264E-3]
[2.5400500000007495,5.4385275259579595,1.0446332123503132E-15,-1.044663952448303E-15,2.3790821180290491,-6.59654635501141E-3]
[2.5450500000007379,5.4504146084083587,1.0417386517698111E-15,-1.041769391867505E-15,2.3757838448675539,-6.596546291572831E-3]
[2.5500500000007262,5.4622851994930297,1.0388481069145596E-15,-1.0388788470119566E-15,2.3724855717378412,-6.5965462279226486E-3]
[2.5550500000007146,5.4741392992121334,1.0359615777845199E-15,-1.0359923178816196E-15,2.3691872986400004,-6.5965461640185435E-3]
[2.5600500000007029,5.4859769075658287,1.0330790643796534E-15,-1.0331098044764549E-15,2.3658890255741203,-6.5965461000721173E-3]
[2.5650500000006913,5.4977980245542755,1.0302005666999207E-15,-1.030231306796423E-15,2.3625907525402892,-6.5965460358717674E-3]
[2.5700500000006796,5.5095961720378392,1.0245148751891099E-15,-1.0245826176918818E-15,2.3561048866707797,-1.4536926982446309E-2]
[2.575050000000668,5.5213583436011762,1.0182030558942994E-15,-1.0182707983938381E-15,2.3488364233545385,-1.4536926288727037E-2]
[2.5800500000006563,5.5330841728488087,1.0119107386215643E-15,-1.0119784811178496E-15,2.3415679603862753,-1.4536925590648746E-2]
[2.5850500000006447,5.5447736597824839,1.0056379233699665E-15,-1.0057056658629783E-15,2.3342994977681522,-1.453692488808447E-2]
[2.590050000000633,5.5564268044039533,9.9938461013856701E-16,-9.9945235262828463E-16,2.327031035502356,-1.4536924181372776E-2]
[2.5950500000006214,5.5680436067149914,9.9315079892641319E-16,-9.9321854141281602E-16,2.3197625735910865,-1.4536923470132777E-2]
[2.6000500000006097,5.579624066717372,9.8693648973255294E-16,-9.8700423221561988E-16,2.3124941120365707,-1.4536922754406795E-2]
[2.6050500000005981,5.5911681844128855,9.8074168255602523E-16,-9.8080942503573595E-16,2.3052256508410545,-1.4536922034152508E-2]
[2.6100500000005864,5.6026782705730724,9.7811715612235868E-16,-9.7801744681230097E-16,2.3019422777042648,2.139671404733241E-2]
[2.6150500000005747,5.6142149953120848,9.8722902077293385E-16,-9.8712931147359617E-16,2.3126406341461117,2.1396711746699968E-2]
[2.6200500000005631,5.6258052118304143,9.9638313397013584E-16,-9.9628342468141898E-16,2.3233389894430401,2.1396709467354787E-2]
[2.6250500000005514,5.6374489201223632,1.0055794957094636E-15,-1.0054797864312703E-15,2.3340373436055728,2.1396707208873666E-2]
[2.6300500000005398,5.6491461201822739,1.0148181059864504E-15,-1.0147183967186849E-15,2.344735696644078,2.1396704971044993E-2]
[2.6350500000005281,5.6608968120045677,1.0240989647966889E-15,-1.0239992555392559E-15,2.3554340485688035,2.1396702753360926E-2]
[2.6400500000005165,5.6727009955836936,1.0334220721357949E-15,-1.0333223628886017E-15,2.3661323993898402,2.1396700555906107E-2]
[2.6450500000005048,5.6845586709141589,1.042787427999431E-15,-1.0426877187623845E-15,2.3768307491171479,2.1396698378257327E-2]
[2.6500500000004932,5.696469837990521,1.0521950323832978E-15,-1.0520953231563078E-15,2.3875290977605537,2.1396696220118347E-2]
[2.6550500000004815,5.7084255422796275,1.0570768605799691E-15,-1.0570454932163042E-15,2.3931392385513153,6.7311518825342786E-3]
[2.6600500000004699,5.7203997365516051,1.0600520894224165E-15,-1.0600207220590615E-15,2.3965048144757835,6.7311518160486162E-3]
[2.6650500000004582,5.7323907587031293,1.0630314994892076E-15,-1.0630001321261611E-15,2.3998703903670626,6.7311517497322367E-3]
[2.6700500000004466,5.7443986087340271,1.066015090780299E-15,-1.0659837234175605E-15,2.4032359662252456,6.73115168366978E-3]
[2.6750500000004349,5.7564232866441234,1.0690028632956476E-15,-1.0689714959332164E-15,2.4066015420504212,6.7311516177766062E-3]
[2.6800500000004233,5.7684647924332646,1.0719948170352148E-15,-1.0719634496730901E-15,2.4099671178426849,6.731151551968074E-3]
[2.6850500000004116,5.7805231261012846,1.0749909519989599E-15,-1.0749595846371404E-15,2.4133326936021282,6.7311514864134654E-3]
[2.6900500000004,5.79259828764802,1.077991268186842E-15,-1.0779599008253273E-15,2.416698269328843,6.7311514211127795E-3]
[2.6950500000003883,5.8046895637897808,1.0803196088762217E-15,-1.0803064395616026E-15,2.4193272137428896,2.8260155310004574E-3]
[2.7000500000003766,5.8167897677031029,1.0815818830728197E-15,-1.0815687137582225E-15,2.4207402215071769,2.8260155261335884E-3]
[2.705050000000365,5.8288970366552384,1.0828448942831287E-15,-1.0828317249685542E-15,2.4221532292690573,2.8260155213936816E-3]
[2.7100500000003533,5.8410113706461768,1.0841086425071479E-15,-1.0840954731925958E-15,2.4235662370285334,2.8260155166114536E-3]
[2.7150500000003417,5.8531327696759057,1.0853731277448758E-15,-1.0853599584303462E-15,2.4249792447856073,2.826015511829226E-3]
[2.72005000000033,5.8652612337444161,1.0866383499963116E-15,-1.0866251806818043E-15,2.4263922525402828,2.8260155069623569E-3]
[2.7250500000003184,5.877396762851693,1.0879043092614536E-15,-1.0878911399469686E-15,2.4278052602925624,2.8260155021378086E-3]
[2.7300500000003067,5.8895393569977248,1.0891710055403008E-15,-1.0891578362258383E-15,2.4292182680424488,2.8260154974402221E-3]
[2.7350500000002951,5.9016887388532657,1.0896629209470978E-15,-1.0897077260904193E-15,2.429831417899547,-9.6147775778420534E-3]
[2.7400500000002834,5.9138257572861521,1.0853552423844881E-15,-1.0854000475269308E-15,2.4250240291581697,-9.6147773893884222E-3]
[2.7450500000002718,5.92593873877557,1.0810560950296592E-15,-1.0811009001712201E-15,2.4202166405112515,-9.6147772000460593E-3]
[2.7500500000002601,5.9380276833219954,1.0767654788824422E-15,-1.0768102840231172E-15,2.4154092519591654,-9.6147770100688864E-3]
[2.7550500000002485,5.9500925909258973,1.0724833939426704E-15,-1.072528199082456E-15,2.4106018635022921,-9.6147768192876241E-3]
[2.7600500000002368,5.9621334615877579,1.0682098402101731E-15,-1.0682546453490663E-15,2.4057944751410107,-9.6147766276599485E-3]
[2.7650500000002252,5.9741502953080516,1.0639448176847812E-15,-1.063989622822778E-15,2.4009870868757037,-9.6147764353551428E-3]
[2.7700500000002135,5.9861430920872643,1.0596883263663232E-15,-1.05973313150342E-15,2.3961796987067552,-9.6147762422462459E-3]
[2.7750500000002019,5.9981118519258754,1.0554403662546282E-15,-1.0554851713908217E-15,2.3913723106345524,-9.6147760483332595E-3]
[2.7800500000001902,6.010061935496112,1.0534754724402167E-15,-1.0534917168542944E-15,2.3891129965794407,-3.4859039975699037E-3]
[2.7850500000001785,6.0220030995252172,1.0519389057655829E-15,-1.0519551501796172E-15,2.3873700445830268,-3.4859039882593717E-3]
[2.7900500000001669,6.0339355487943518,1.0504034604899781E-15,-1.0504197049039691E-15,2.3856270925912582,-3.4859039789488398E-3]
[2.7950500000001552,6.0458592833035372,1.0488691366133996E-15,-1.0488853810273474E-15,2.3838841406041413,-3.4859039695959871E-3]
[2.8000500000001436,6.0577743030528017,1.0473359341358436E-15,-1.047352178549748E-15,2.3821411886216826,-3.4859039602854552E-3]
[2.8050500000001319,6.0696806080421641,1.0458038530573082E-15,-1.0458200974711688E-15,2.3803982366438894,-3.4859039509749232E-3]
[2.8100500000001203,6.0815781982716501,1.0442728933777896E-15,-1.044289137791607E-15,2.3786552846707685,-3.4859039416220709E-3]
[2.8150500000001086,6.093467073741281,1.0427430550972852E-15,-1.0427592995110584E-15,2.376912332702326,-3.4859039322268975E-3]
[2.820050000000097,6.1053497636949814,1.0432361343980631E-15,-1.0432046580318638E-15,2.377419863614076,6.7545428381855267E-3]
[2.8250500000000853,6.1172453906233573,1.0462021125682277E-15,-1.0461706362023458E-15,2.38079713501598,6.7545427700916819E-3]
[2.8300500000000737,6.1291579039086583,1.0491723010726872E-15,-1.0491408247071214E-15,2.3841744063839028,6.7545427022517607E-3]
[2.835050000000062,6.1410873035507105,1.0521466999113979E-15,-1.0521152235461476E-15,2.3875516777179397,6.7545426345811217E-3]
[2.8400500000000504,6.153033589549346,1.0551253090843182E-15,-1.0550938327193823E-15,2.3909289490181864,6.7545425670797656E-3]
[2.8450500000000387,6.1649967619043995,1.0581081285914067E-15,-1.0580766522267844E-15,2.3943062202847396,6.7545424998323323E-3]
[2.8500500000000271,6.1769768206156996,1.0610951584326207E-15,-1.0610636820683113E-15,2.3976834915176934,6.7545424327118617E-3]
[2.8550500000000154,6.1889737656830812,1.0640863986079188E-15,-1.0640549222439213E-15,2.4010607627171425,6.7545423657606723E-3]
[2.8600500000000038,6.2009875637913252,1.0669163306856367E-15,-1.0669060182509827E-15,2.404275387767778,2.2129549913447815E-3]
[2.8650499999999921,6.2130117345858364,1.0678985635409997E-15,-1.0678882511063571E-15,2.4053818652618517,2.2129549869857597E-3]
[2.8700499999999805,6.2250414377678158,1.0688812483271306E-15,-1.0688709358924993E-15,2.4064883427547543,2.2129549846581264E-3]
[2.8750499999999688,6.2370766733372562,1.0698643850440287E-15,-1.0698540726094082E-15,2.4075948202464867,2.2129549822881732E-3]
[2.8800499999999571,6.2491174412941524,1.0708479736916937E-15,-1.0708376612570841E-15,2.4087012977370508,2.2129549799605398E-3]
[2.8850499999999455,6.2611637416384962,1.0718320142701249E-15,-1.0718217018355259E-15,2.4098077752264473,2.212954977632907E-3]
[2.8900499999999338,6.2732155743702878,1.0728165067793223E-15,-1.0728061943447341E-15,2.4109142527146776,2.2129549753052741E-3]
[2.8950499999999222,6.2852729394895155,1.0738014512192849E-15,-1.0737911387847073E-15,2.4120207302017427,2.2129549729776412E-3]
[2.9000499999999105,6.2973358369961758,1.0747868475900124E-15,-1.0747765351554461E-15,2.4131272076876438,2.2129549706500079E-3]
[2.9050499999998989,6.3094044914187739,1.0758768755311168E-15,-1.075865164851415E-15,2.414349013790424,2.5130057009820905E-3]
[2.9100499999998872,6.3214794091574227,1.0769969947884546E-15,-1.0769852841087686E-15,2.4156055166400372,2.5130056975541221E-3]
[2.9150499999998756,6.3335606094103145,1.0781176968377703E-15,-1.0781059861580999E-15,2.4168620194879504,2.5130056941261533E-3]
[2.9200499999998639,6.3456480921774414,1.0792389816790626E-15,-1.0792272709994082E-15,2.4181185223341655,2.5130056907405056E-3]
[2.9250499999998523,6.3577418574587945,1.0803608493123307E-15,-1.0803491386326923E-15,2.4193750251786841,2.5130056873548575E-3]
[2.9300499999998406,6.3698419052543658,1.0814832997375743E-15,-1.0814715890579517E-15,2.4206315280215085,2.5130056839692094E-3]
[2.935049999999829,6.3819482355641499,1.0826063329547928E-15,-1.0825946222751859E-15,2.42188803086264,2.513005680541241E-3]
[2.9400499999998173,6.3940608483881309,1.0837299489639846E-15,-1.0837182382843935E-15,2.4231445337020801,2.5130056771979136E-3]
[2.9450499999998057,6.4061804637711051,1.0853707119412599E-15,-1.0853484511212741E-15,2.424966389575955,4.7769701637358072E-3]
[2.950049999999794,6.4183113266438063,1.0875098057105432E-15,-1.0874875448906655E-15,2.4273548746519968,4.7769701405864394E-3]
[2.9550499999997824,6.4304541319418593,1.0896510053454959E-15,-1.0896287445257261E-15,2.4297433597164759,4.7769701175217122E-3]
[2.9600499999997707,6.4426088796652055,1.0917943108461071E-15,-1.0917720500264448E-15,2.4321318447694136,4.7769700944569858E-3]
[2.965049999999759,6.4547755698137879,1.0939397222123671E-15,-1.0939174613928119E-15,2.4345203298108338,4.7769700714769001E-3]
[2.9700499999997474,6.4669542023875497,1.0960872394442658E-15,-1.0960649786248176E-15,2.4369088148407587,4.7769700484544941E-3]
[2.9750499999997357,6.4791447773864297,1.0982368625417923E-15,-1.0982146017224509E-15,2.4392972998592097,4.7769700255167287E-3]
[2.9800499999997241,6.4913472948103736,1.1003885915049373E-15,-1.1003663306857024E-15,2.4416857848662108,4.7769700027059251E-3]
[2.9850499999997124,6.5035614588910189,1.1021624245627574E-15,-1.102153633597998E-15,2.4436679708564024,1.8864613429133094E-3]
[2.9900499999997008,6.5157821804027476,1.1030134286749585E-15,-1.1030046377102057E-15,2.4446112015274908,1.8864613414744089E-3]
[2.9950499999996891,6.5280076180678295,1.1038647612019669E-15,-1.1038559702372208E-15,2.445554432197877,1.886461340077829E-3]
[3.0000499999996775,6.540237771886261,1.104716422143782E-15,-1.1047076311790423E-15,2.4464976628675617,1.8864613386812494E-3]
[3.0050499999996658,6.5524726418580359,1.1055684115004034E-15,-1.1055596205356703E-15,2.447440893536545,1.8864613372000284E-3]
[3.0100499999996542,6.5647122279831533,1.1064207292718313E-15,-1.1064119383071047E-15,2.4483841242048281,1.8864613358880898E-3]
[3.0150499999996425,6.5769565302616133,1.1072733754580654E-15,-1.1072645844933451E-15,2.4493273548724108,1.8864613344491893E-3]
[3.0200499999996309,6.5892055486934096,1.1081263500591054E-15,-1.108117559094392E-15,2.4502705855392946,1.8864613330526097E-3]
[3.0250499999996192,6.6014592377337813,1.1088278137157758E-15,-1.1088321619719802E-15,2.4510605234824552,-9.3309636238121186E-4]
[3.0300499999996076,6.6137133623170348,1.1084057316102319E-15,-1.1084100798664356E-15,2.4505939753012949,-9.3309636225425005E-4]
[3.0350499999995959,6.6259651541593829,1.1079837298538137E-15,-1.1079880781100167E-15,2.4501274271202198,-9.330963620849676E-4]
[3.0400499999995843,6.6382146132608275,1.1075618084465205E-15,-1.1075661567027228E-15,2.4496608789392282,-9.3309636183104409E-4]
[3.0450499999995726,6.6504617396213677,1.1071399673883528E-15,-1.1071443156445541E-15,2.4491943307583219,-9.3309636174640281E-4]
[3.0500499999995609,6.6627065332410016,1.1067182066793106E-15,-1.1067225549355113E-15,2.4487277825775,-9.3309636157712047E-4]
[3.0550499999995493,6.674948994119732,1.1062965263193938E-15,-1.1063008745755937E-15,2.4482612343967634,-9.3309636136551749E-4]
[3.0600499999995376,6.6871891222575615,1.1058749263086022E-15,-1.1058792745648013E-15,2.4477946862161106,-9.3309636119623504E-4]
[3.065049999999526,6.6994269176544874,1.1054534066469361E-15,-1.1054577549031342E-15,2.4473281380355432,-9.330963610269527E-4]
[3.0700499999995143,6.7116663606387297,1.1065582139676839E-15,-1.1065460448449195E-15,2.4485325021994258,2.6113834261227136E-3]
[3.0750499999995027,6.7239123200212987,1.1077386706076662E-15,-1.1077265014849196E-15,2.4498381939115492,2.6113834224831423E-3]
[3.080049999999491,6.7361648078624228,1.1089197565623484E-15,-1.108907587439619E-15,2.4511438856218182,2.6113834187166088E-3]
[3.0850499999994794,6.7484238241621002,1.1101014718317299E-15,-1.1100893027090176E-15,2.4524495773302353,2.611383414992396E-3]
[3.0900499999994677,6.760689368920306,1.1112838164158084E-15,-1.1112716472931134E-15,2.453755269036801,2.611383411310504E-3]
[3.0950499999994561,6.7729614421370474,1.1124667903145846E-15,-1.1124546211919066E-15,2.4550609607415184,2.6113834076286115E-3]
[3.1000499999994444,6.7852400438123084,1.1136503935280571E-15,-1.1136382244053963E-15,2.4563666524443901,2.6113834039043987E-3]
[3.1050499999994328,6.7975251739460703,1.1148346260562238E-15,-1.1148224569335803E-15,2.4576723441454158,2.6113834002225067E-3]
[3.1100499999994211,6.8098177529531663,1.1164435751392265E-15,-1.1164259539042626E-15,2.45943919682757,3.781357278178681E-3]
[3.1150499999994095,6.8221197229008643,1.1181607259725889E-15,-1.1181431047376766E-15,2.4613298754638508,3.7813572670483634E-3]
[3.1200499999993978,6.8344311462417293,1.1198791963427427E-15,-1.1198615751078826E-15,2.4632205540945544,3.7813572558757251E-3]
[3.1250499999993862,6.8467520229757328,1.1215989862496842E-15,-1.1215813650148763E-15,2.4651112327196878,3.781357244745407E-3]
[3.1300499999993745,6.8590823531028482,1.1233200956934096E-15,-1.1233024744586532E-15,2.4670019113392603,3.7813572336574102E-3]
[3.1350499999993628,6.871422136623047,1.1250425246739149E-15,-1.1250249034392103E-15,2.4688925899532799,3.7813572225694129E-3]
[3.1400499999993512,6.8837713735363026,1.1267662731911964E-15,-1.1267486519565431E-15,2.4707832685617555,3.7813572114814157E-3]
[3.1450499999993395,6.896130063842584,1.12849134124525E-15,-1.1284737200106483E-15,2.4726739471646955,3.7813572004357391E-3]
[3.1500499999993279,6.9084981753467094,1.1302003436932805E-15,-1.1301829806547788E-15,2.4745458760306072,3.7259506579479604E-3]
[3.1550499999993162,6.9208756087395669,1.1319027130833548E-15,-1.1318853500449025E-15,2.476408851356946,3.7259506474524515E-3]
[3.1600499999993046,6.9332623570090375,1.1336063636244009E-15,-1.1335890005859978E-15,2.4782718266780126,3.7259506369569429E-3]
[3.1650499999992929,6.9456584201551026,1.1353112953164161E-15,-1.1352939322780619E-15,2.4801348019938154,3.7259506264191136E-3]
[3.1700499999992813,6.9580637981777329,1.1370175081593965E-15,-1.1370001451210916E-15,2.4819977773043629,3.7259506159236047E-3]
[3.1750499999992696,6.9704784910769035,1.1387250021533386E-15,-1.1387076391150822E-15,2.4838607526096617,3.7259506054704164E-3]
[3.180049999999258,6.9829024988525861,1.1404337772982384E-15,-1.1404164142600309E-15,2.4857237279097206,3.7259505949325871E-3]
[3.1850499999992463,6.9953358215047556,1.1421438335940926E-15,-1.1421264705559339E-15,2.4875867032045464,3.7259505845217197E-3]
[3.1900499999992347,7.0077780087754888,1.1435859725392776E-15,-1.1435729780373819E-15,2.4891614737187595,2.7885023052371294E-3]
[3.195049999999223,7.0202273366282428,1.1448674277609239E-15,-1.1448544332590487E-15,2.4905557248702923,2.7885023009204283E-3]
[3.2000499999992114,7.0326836357367517,1.1461496005596309E-15,-1.146136606057776E-15,2.4919499760196402,2.7885022965614065E-3]
[3.2050499999991997,7.0451469061009959,1.1474324909353967E-15,-1.1474194964335621E-15,2.4933442271668058,2.7885022922023847E-3]
[3.2100499999991881,7.0576171477209737,1.148716098888221E-15,-1.1487031043864068E-15,2.4947384783117914,2.7885022878433633E-3]
[3.2150499999991764,7.0700943605966664,1.150000424418102E-15,-1.1499874299163078E-15,2.4961327294545992,2.7885022835266618E-3]
[3.2200499999991647,7.0825785447280714,1.1512854675250391E-15,-1.1512724730232655E-15,2.4975269805952323,2.7885022791253196E-3]
[3.2250499999991531,7.0950697001151752,1.1525712282090312E-15,-1.1525582337072777E-15,2.4989212317336928,2.7885022748509389E-3]
[3.2300499999991414,7.1075635131322565,1.1511838846470429E-15,-1.1512155131584399E-15,2.4974651965422936,-6.7871918183513508E-3]
[3.2350499999991298,7.1200422702853245,1.1480574299052324E-15,-1.1480890584163373E-15,2.4940716006489407,-6.7871917556322223E-3]
[3.2400499999991181,7.1325040594590048,1.1449352263575885E-15,-1.1449668548684E-15,2.490678004787001,-6.787191692786132E-3]
[3.2450499999991065,7.1449488806534509,1.1418172740040728E-15,-1.1418489025145904E-15,2.4872844089565618,-6.7871916296014766E-3]
[3.2500499999990948,7.1573767338688281,1.1387035728446438E-15,-1.1387352013548667E-15,2.4838908131577067,-6.7871915663321796E-3]
[3.2550499999990832,7.1697876191052901,1.1355941228792629E-15,-1.13562575138919E-15,2.4804972173905226,-6.7871915029359218E-3]
[3.2600499999990715,7.1821815363629984,1.13248892410789E-15,-1.1325205526175208E-15,2.4771036216550963,-6.7871914393280598E-3]
[3.2650499999990599,7.1945584856421076,1.1293879765304858E-15,-1.1294196050398197E-15,2.4737100259515166,-6.7871913755509165E-3]
[3.2700499999990482,7.2069208191391789,1.1278532624585694E-15,-1.1278563874227583E-15,2.4719975153612781,-6.7058898563578898E-4]
[3.2750499999990366,7.2192799600973894,1.1275473249432833E-15,-1.127550449907472E-15,2.4716622208684957,-6.7058898555114781E-4]
[3.2800499999990249,7.2316374245831385,1.1272414289273068E-15,-1.1272445538914953E-15,2.4713269263757445,-6.7058898546650653E-4]
[3.2850499999990133,7.2439932125964237,1.1269355744106404E-15,-1.1269386993748285E-15,2.4709916318830234,-6.7058898538186536E-4]
[3.2900499999990016,7.256347324137244,1.1266297613932837E-15,-1.1266328863574715E-15,2.4706563373903334,-6.7058898538186536E-4]
[3.29504999999899,7.2686997592056031,1.1263239898752367E-15,-1.1263271148394242E-15,2.4703210428976745,-6.7058898525490355E-4]
[3.3000499999989783,7.2810505178014964,1.1260182598564997E-15,-1.1260213848206866E-15,2.4699857484050463,-6.7058898521258291E-4]
[3.3050499999989666,7.2933995999249293,1.1257125713370725E-15,-1.1257156963012595E-15,2.4696504539124491,-6.7058898517026238E-4]
[3.310049999998955,7.3057521842781314,1.1296588206051408E-15,-1.1295664547156081E-15,2.4738708393933795,1.9820882567122593E-2]
[3.3150499999989433,7.3181465623386606,1.1387271391530176E-15,-1.1386347732708676E-15,2.4837812802763386,1.9820880982723981E-2]
[3.3200499999989317,7.3305904926016057,1.1478317124572093E-15,-1.1477393465823839E-15,2.4936917203702929,1.9820879410979229E-2]
[3.32504999999892,7.3430839750630277,1.1569725405148334E-15,-1.1568801746472742E-15,2.5036021596814928,1.9820877851422808E-2]
[3.3300499999989084,7.3556270097190524,1.1661496233230558E-15,-1.1660572574627048E-15,2.5135125982161424,1.9820876304562571E-2]
[3.3350499999988967,7.3682195965657993,1.1753629608790369E-15,-1.1752705950258385E-15,2.5234230359803456,1.9820874769721379E-2]
[3.3400499999988851,7.3808617355994421,1.1846125531799781E-15,-1.1845201873338755E-15,2.5333334729801509,1.9820873246729959E-2]
[3.3450499999988734,7.3935534268161724,1.1938984002230921E-15,-1.1938060343840301E-15,2.5432439092215269,1.9820871735715267E-2]
[3.3500499999988618,7.4062872454943873,1.1974415945602969E-15,-1.1974651574263439E-15,2.5471385629867496,-5.056377444904594E-3]
[3.3550499999988501,7.4190165546328064,1.1950656614286282E-15,-1.195089224294559E-15,2.5446103742705963,-5.0563774199777608E-3]
[3.3600499999988385,7.431733222827674,1.1926920877366017E-15,-1.1927156506024162E-15,2.5420821855669216,-5.0563773950086073E-3]
[3.3650499999988268,7.4444372500790612,1.1903208734842044E-15,-1.1903444363499021E-15,2.5395539968757483,-5.0563773699971327E-3]
[3.3700499999988152,7.4571286363870186,1.1879520186714266E-15,-1.1879755815370074E-15,2.5370258081971038,-5.0563773449010174E-3]
[3.3750499999988035,7.4698073817516208,1.1855855232982541E-15,-1.1856090861637179E-15,2.5344976195310105,-5.0563773197202606E-3]
[3.3800499999987919,7.4824734861729176,1.1832213873646783E-15,-1.1832449502300245E-15,2.5319694308774965,-5.0563772945818241E-3]
[3.3850499999987802,7.4951269496509845,1.1808596108706844E-15,-1.1808831737359133E-15,2.5294412422365844,-5.0563772693164259E-3]
[3.3900499999987685,7.507753170200762,1.1695062864185713E-15,-1.1696763405246412E-15,2.5174101613390554,-3.6492069634044846E-2]
[3.3950499999987569,7.5202941497736759,1.1526122497711213E-15,-1.1527823038322054E-15,2.4991641289533391,-3.6492059981774065E-2]
[3.4000499999987452,7.5327438991969062,1.1358411098625715E-15,-1.1360111638780076E-15,2.480918101429471,-3.6492050187517673E-2]
[3.4050499999987336,7.5451024184949391,1.119192866659933E-15,-1.1193629206290454E-15,2.462672078839212,-3.6492040248228587E-2]
[3.4100499999987219,7.5573697076926445,1.1026675201297066E-15,-1.1028375740518034E-15,2.4444260612558972,-3.6492030160859723E-2]
[3.4150499999987103,7.5695457668152262,1.0862650702379385E-15,-1.0864351241123124E-15,2.4261800487545608,-3.6492019921475265E-2]
[3.4200499999986986,7.5816305958882877,1.0699855169501386E-15,-1.0701555707760666E-15,2.4079340414119086,-3.6492009526985808E-2]
[3.425049999998687,7.5936241949378287,1.053828860231282E-15,-1.0539989140080255E-15,2.3896880393063809,-3.649199897392106E-2]
[3.4300499999986753,7.6055398456618999,1.0480613333795652E-15,-1.0479970227622318E-15,2.382874405977387,1.3800475478028216E-2]
[3.4350499999986637,7.6174716407918313,1.0541396215857316E-15,-1.0540753109710872E-15,2.3897746435705551,1.3800474900986837E-2]
[3.440049999998652,7.6294379371090058,1.0602354853668417E-15,-1.0601711747548698E-15,2.3966748808760583,1.3800474327288788E-2]
[3.4450499999986404,7.6414387346119783,1.0663489247221595E-15,-1.0662846141128464E-15,2.4035751178955471,1.3800473756891746E-2]
[3.4500499999986287,7.6534740332993305,1.072479939650962E-15,-1.0724156290442914E-15,2.4104753546306621,1.3800473189753389E-2]
[3.4550499999986171,7.6655438331696439,1.078628530152527E-15,-1.078564219548484E-15,2.4173755910830308,1.3800472625958359E-2]
[3.4600499999986054,7.6776481342215108,1.0847946962261375E-15,-1.0847303856247071E-15,2.424275827254267,1.3800472065168093E-2]
[3.4650499999985938,7.6897869364535341,1.0909784378710811E-15,-1.0909141272722486E-15,2.43117606314597,1.3800471507805794E-2]
[3.4700499999985821,7.7019610106531591,1.0990279830734112E-15,-1.0988446923882985E-15,2.4399969618668975,3.9332519532228806E-2]
[3.4750499999985704,7.7142106527629455,1.1168126363561436E-15,-1.1166293457300995E-15,2.4596632184234428,3.9332506854542995E-2]
[3.4800499999985588,7.7265586261395844,1.1347400519720244E-15,-1.1345567614041125E-15,2.4793294686920877,3.9332494377795395E-2]
[3.4850499999985471,7.7390049307519044,1.1528102298757959E-15,-1.152626939365101E-15,2.498995712772246,3.933248209796554E-2]
[3.4900499999985355,7.7515495665692091,1.171023170022894E-15,-1.1708398795685232E-15,2.5186619507609711,3.9332470009297835E-2]
[3.4950499999985238,7.7641925335612703,1.1893788723694311E-15,-1.1891955819705093E-15,2.5383281827530282,3.9332458108491272E-2]
[3.5000499999985122,7.7769338316983498,1.2078773368722309E-15,-1.2076940465279062E-15,2.5579944088410254,3.9332446390636662E-2]
[3.5050499999985005,7.7897734609511504,1.2265185634887584E-15,-1.2263352731981987E-15,2.5776606291154165,3.9332434851925148E-2]
[3.5100499999984889,7.8027093086875805,1.2412442320786556E-15,-1.2412499185744258E-15,2.5932879657515366,-1.2202704414692005E-3]
[3.5150499999984772,7.8156742079249071,1.240660231217532E-15,-1.2406659177133011E-15,2.5926778305309073,-1.2202704410459945E-3]
[3.5200499999984656,7.8286360564861299,1.2400763677734017E-15,-1.2400820542691691E-15,2.5920676953104462,-1.2202704407497504E-3]
[3.5250499999984539,7.8415948543712508,1.2394926417462646E-15,-1.23949832824203E-15,2.5914575600901544,-1.2202704404535062E-3]
[3.5300499999984423,7.8545506015802706,1.2389090531361205E-15,-1.2389147396318847E-15,2.5908474248700317,-1.2202704400726208E-3]
[3.5350499999984306,7.8675032981131903,1.2383256019429697E-15,-1.2383312884387322E-15,2.5902372896500778,-1.2202704397340559E-3]
[3.540049999998419,7.8804529439700106,1.2377422881668119E-15,-1.237747974662573E-15,2.589627154430294,-1.2202704393954912E-3]
[3.5450499999984073,7.8933995391507317,1.2371591118076475E-15,-1.2371647983034068E-15,2.5890170192106789,-1.2202704390569263E-3]
[3.5500499999983957,7.9063423031425026,1.2359554081856664E-15,-1.2359734496099322E-15,2.5877701501782595,-3.871526093182912E-3]
[3.555049999998384,7.919276266091706,1.2341069775118442E-15,-1.2341250189360593E-15,2.5858343871344318,-3.8715260823488384E-3]
[3.5600499999983723,7.9322005502257014,1.232259930065961E-15,-1.2322779714901257E-15,2.5838986240960287,-3.8715260713878034E-3]
[3.5650499999983607,7.9451151555445216,1.2304142658480125E-15,-1.2304323072721266E-15,2.5819628610630576,-3.8715260605960504E-3]
[3.570049999998349,7.9580200820481908,1.2285699848579951E-15,-1.2285880262820584E-15,2.5800270980355258,-3.871526049719656E-3]
[3.5750499999983374,7.9709153297367354,1.2267270870959051E-15,-1.2267451285199174E-15,2.5780913350134429,-3.8715260388432621E-3]
[3.5800499999983257,7.983800898610184,1.2248855725617383E-15,-1.2249036139857E-15,2.576155571996817,-3.8715260278399063E-3]
[3.5850499999983141,7.9966767886685632,1.2230454412554909E-15,-1.2230634826794015E-15,2.5742198089856552,-3.8715260168365501E-3]
[3.5900499999983024,8.009547412511818,1.223496751388806E-15,-1.22348450410281E-15,2.57466283931437,2.6281565470859503E-3]
[3.5950499999982908,8.0224240447560291,1.2247459749134538E-15,-1.2247337276274736E-15,2.5759769175870519,2.6281565436579815E-3]
[3.6000499999982791,8.0353072473915983,1.2259958358631126E-15,-1.2259835885771483E-15,2.5772909958580246,2.628156540230013E-3]
[3.6050499999982675,8.0481970204185185,1.2272463342377819E-15,-1.2272340869518335E-15,2.5786050741272892,2.628156536844365E-3]
[3.6100499999982558,8.061093363836779,1.2284974700374604E-15,-1.2284852227515283E-15,2.5799191523948473,2.6281565334163965E-3]
[3.6150499999982442,8.0739962776463745,1.2297492432621478E-15,-1.2297369959762314E-15,2.5812332306607009,2.6281565300307484E-3]
[3.6200499999982325,8.0869057618472979,1.2310016539118433E-15,-1.2309894066259427E-15,2.5825473089248518,2.6281565266451003E-3]
[3.6250499999982209,8.0998218164395333,1.2322547019865454E-15,-1.2322424547006605E-15,2.5838613871873006,2.6281565231748112E-3]
[3.6300499999982092,8.1127457163358372,1.2340067191649088E-15,-1.2339895371465691E-15,2.585692447266057,3.6871053722221177E-3]
[3.6350499999981976,8.1256788335426968,1.2357669715999593E-15,-1.2357497895816634E-15,2.5875359999498171,3.6871053629115857E-3]
[3.6400499999981859,8.1386211685129624,1.2375284786119394E-15,-1.237511296593687E-15,2.589379552628897,3.6871053534740924E-3]
[3.6450499999981743,8.1515727212466107,1.2392912402008468E-15,-1.239274058182638E-15,2.5912231053033046,3.6871053441635605E-3]
[3.6500499999981626,8.1645334917436205,1.241055256366678E-15,-1.2410380743485128E-15,2.5930666579730461,3.6871053348530285E-3]
[3.6550499999981509,8.1775034800039688,1.2428205271094299E-15,-1.2428033450913079E-15,2.5949102106381288,3.6871053255848169E-3]
[3.6600499999981393,8.1904826860276287,1.2445870524290993E-15,-1.2445698704110206E-15,2.5967537632985587,3.6871053162319646E-3]
[3.6650499999981276,8.2034711775401661,1.2464556280990213E-15,-1.2464347808187431E-15,2.5986985718892583,4.4736373568420706E-3]
[3.670049999998116,8.2164703183667669,1.2486022783681264E-15,-1.2485814310879258E-15,2.6009353905635226,4.4736373403370371E-3]
[3.6750499999981043,8.2294806432867187,1.2507507755544486E-15,-1.2507299282743249E-15,2.603172209229514,4.4736373237473613E-3]
[3.6800499999980927,8.2425021522999806,1.2529011196579812E-15,-1.2528802723779345E-15,2.6054090278872479,4.4736373072846482E-3]
[3.685049999998081,8.2555348454065101,1.2550533106787175E-15,-1.2550324633987476E-15,2.6076458465367383,4.473637290821935E-3]
[3.6900499999980694,8.2685787226062661,1.2572073486166504E-15,-1.257186501336757E-15,2.6098826651779992,4.4736372744015422E-3]
[3.6950499999980577,8.2816337838992098,1.2593632334717733E-15,-1.2593423861919566E-15,2.6121194838110444,4.4736372579811494E-3]
[3.7000499999980461,8.2947000292852948,1.2615209652440791E-15,-1.2615001179643382E-15,2.6143563024358878,4.4736372415184363E-3]
[3.7050499999980344,8.3077785060161649,1.2643718810275729E-15,-1.2643398161006538E-15,2.6172971699686078,6.8808426329804422E-3]
[3.7100499999980228,8.3208736789298055,1.2676979997569482E-15,-1.2676659348303062E-15,2.6207375912701041,6.8808425736046402E-3]
[3.7150499999980111,8.3339860539498787,1.2710284877488574E-15,-1.2709964228224907E-15,2.6241780125419525,6.8808425143981212E-3]
[3.7200499999979995,8.3471156310762371,1.2743633450032632E-15,-1.274331280077172E-15,2.627618433784233,6.8808424554032055E-3]
[3.7250499999979878,8.3602624103087315,1.2777025715201276E-15,-1.2776705065943108E-15,2.6310588549970206,6.88084239645061E-3]
[3.7300499999979762,8.3734263916472162,1.281046167299414E-15,-1.2810141023738713E-15,2.6344992761803949,6.8808423377096179E-3]
[3.7350499999979645,8.3866075750915421,1.2843941323410846E-15,-1.2843620674158148E-15,2.6379396973344309,6.8808422790532665E-3]
[3.7400499999979528,8.3998059606415669,1.2877464666451027E-15,-1.2877144017201053E-15,2.6413801184592063,6.8808422206508386E-3]
[3.7450499999979412,8.4130019920731574,1.2832912861769956E-15,-1.2833350248036022E-15,2.6368847696070543,-9.3859127589101237E-3]
[3.7500499999979295,8.4261745662064023,1.2787273583449969E-15,-1.2787710969709095E-15,2.6321918132651554,-9.3859126099839346E-3]
[3.7550499999979179,8.4393236755581214,1.2741715604022959E-15,-1.2742152990275119E-15,2.627498856997843,-9.3859124605922169E-3]
[3.7600499999979062,8.4524493201286983,1.269623892348761E-15,-1.2696676309732779E-15,2.6228059008053815,-9.3859123106926519E-3]
[3.7650499999978946,8.4655514999184973,1.265084354184265E-15,-1.265128092808081E-15,2.6181129446880416,-9.3859121601582787E-3]
[3.7700499999978829,8.478630214927902,1.2605529459086755E-15,-1.2605966845317872E-15,2.6134199886460898,-9.3859120091160583E-3]
[3.7750499999978713,8.4916854651572855,1.2560296675218628E-15,-1.2560734061442681E-15,2.6087270326797998,-9.3859118575236704E-3]
[3.7800499999978596,8.5047155428100929,1.2496541144282854E-15,-1.2497476728995293E-15,2.602149813402189,-2.0076799790195544E-2]
[3.785049999997848,8.5177009449180101,1.2400303273337542E-15,-1.2401238857980093E-15,2.5921114138852697,-2.0076798290649733E-2]
[3.7900499999978363,8.5306361550302441,1.2304437387084176E-15,-1.2305372971656308E-15,2.5820730151210274,-2.0076796779508081E-2]
[3.7950499999978247,8.5435211731505625,1.2208943485494854E-15,-1.2209879069996014E-15,2.5720346171153343,-2.0076795256601301E-2]
[3.800049999997813,8.5563559992827845,1.211382156854125E-15,-1.2114757152970875E-15,2.5619962198741102,-2.0076793721717789E-2]
[3.8050499999978014,8.5691406334307434,1.2019071636194977E-15,-1.2020007220552507E-15,2.551957823403364,-2.0076792174815228E-2]
[3.8100499999977897,8.5818750755983082,1.1924693688427341E-15,-1.1925629272712205E-15,2.5419194277091641,-2.0076790615682013E-2]
[3.8150499999977781,8.5945593257893798,1.1830687725209448E-15,-1.1831623309421078E-15,2.531881032797656,-2.0076789044148866E-2]
[3.8200499999977664,8.6072054433384153,1.1817397992457947E-15,-1.181692429546321E-15,2.5303078031687751,1.0165108079447843E-2]
[3.8250499999977547,8.6198698158031206,1.1864918279230927E-15,-1.1864444582245725E-15,2.535390357156754,1.0165107874700782E-2]
[3.8300499999977431,8.6325596010375101,1.1912533921861962E-15,-1.1912060224886262E-15,2.5404729110426048,1.0165107670884774E-2]
[3.8350499999977314,8.6452747990410668,1.1960244920349115E-15,-1.1959771223382873E-15,2.5455554648267316,1.0165107467872858E-2]
[3.8400499999977198,8.6580154098132933,1.200805127469051E-15,-1.2007577577733695E-15,2.5506380185095447,1.0165107265622711E-2]
[3.8450499999977081,8.6707814333536781,1.2055952984884237E-15,-1.2055479287936806E-15,2.5557205720914449,1.0165107064092016E-2]
[3.8500499999976965,8.6835728696617185,1.2103950050928407E-15,-1.2103476353990325E-15,2.5608031255728338,1.0165106863492373E-2]
[3.8550499999976848,8.6963897187369117,1.2152042472821134E-15,-1.2151568775892363E-15,2.5658856789541096,1.0165106663696822E-2]
[3.8600499999976732,8.7092425846880364,1.2257067778787293E-15,-1.225581829098246E-15,2.576868667230896,2.6812875605608334E-2]
[3.8650499999976615,8.7221607792780826,1.2384923938771542E-15,-1.2383674451134943E-15,2.5902751041204444,2.6812871994984049E-2]
[3.8700499999976499,8.7351460060480335,1.2513443541085753E-15,-1.2512194053615674E-15,2.6036815392140604,2.681286842130565E-2]
[3.8750499999976382,8.7481982649889609,1.2642626585641594E-15,-1.2641377098336313E-15,2.6170879725301992,2.6812864884657773E-2]
[3.8800499999976266,8.761317556092024,1.2772473072351544E-15,-1.2771223585209386E-15,2.6304944040870302,2.6812861383770804E-2]
[3.8850499999976149,8.7745038793484635,1.2902983001128917E-15,-1.2901733514148224E-15,2.6439008339024346,2.6812857918475458E-2]
[3.8900499999976033,8.7877572347496145,1.3034156371887949E-15,-1.3032906885067104E-15,2.6573072619940312,2.6812854488136927E-2]
[3.8950499999975916,8.8010774374166125,1.3155832727479608E-15,-1.3155773758645255E-15,2.6698036736407516,1.2654176757213738E-3]
[3.90004999999758,8.8144280533746926,1.3162068962031102E-15,-1.3162009993196893E-15,2.6704363825028214,1.2654177239668574E-3]
[3.9050499999975683,8.8277818328770827,1.3168306674312494E-15,-1.3168247705478301E-15,2.6710690913647008,1.2654177235436514E-3]
[3.9100499999975566,8.8411387759237829,1.317454586432378E-15,-1.3174486895489607E-15,2.6717018002264026,1.2654177232474073E-3]
[3.915049999997545,8.8544988825147914,1.3180786532064963E-15,-1.3180727563230805E-15,2.6723345090879271,1.2654177228665219E-3]
[3.9200499999975333,8.8678621526501029,1.3187028677536038E-15,-1.3186969708701898E-15,2.6729672179492745,1.265417722527957E-3]
[3.9250499999975217,8.8812285863297227,1.3193272300737007E-15,-1.3193213331902883E-15,2.6735999268104438,1.2654177222317128E-3]
[3.93004999999751,8.8945981835536472,1.3199517401667871E-15,-1.3199458432833762E-15,2.6742326356714363,1.2654177218085069E-3]
[3.9350499999974984,8.9079708753159519,1.3205299786324802E-15,-1.3205248169362034E-15,2.6748190765838253,1.1076532275927904E-3]
[3.9400499999974867,8.9213463691110668,1.3210768698275102E-15,-1.3210717081312347E-15,2.6753729031975904,1.1076532273811876E-3]
[3.9450499999974751,8.9347246320392557,1.321623874245612E-15,-1.3216187125493373E-15,2.6759267298112359,1.1076532271272639E-3]
[3.9500499999974634,8.9481056641005132,1.3221709918867854E-15,-1.3221658301905124E-15,2.6764805564247642,1.1076532269579816E-3]
[3.9550499999974518,8.961489465294834,1.3227182227510306E-15,-1.3227130610547583E-15,2.6770343830381726,1.107653226704058E-3]
[3.9600499999974401,8.9748760356222252,1.3232655668383476E-15,-1.3232604051420761E-15,2.6775882096514629,1.1076532264501344E-3]
[3.9650499999974285,8.988265375082678,1.3238130241487358E-15,-1.3238078624524657E-15,2.6781420362646351,1.1076532261962107E-3]
[3.9700499999974168,9.001657486852503,1.3243715185475946E-15,-1.3243655248520569E-15,2.6787060689703579,1.2861927266720362E-3]
[3.9750499999974052,9.0150526410156715,1.3250074949234482E-15,-1.3250015012279122E-15,2.6793491653335817,1.2861927262488302E-3]
[3.9800499999973935,9.0284510106606568,1.3256436239642469E-15,-1.3256376302687123E-15,2.6799922616966203,1.2861927258679448E-3]
[3.9850499999973819,9.0418525957874554,1.3262799056699902E-15,-1.3262739119744576E-15,2.6806353580594742,1.2861927254870593E-3]
[3.9900499999973702,9.0552573963960707,1.3269163400406783E-15,-1.3269103463451473E-15,2.6812784544221424,1.2861927251484944E-3]
[3.9950499999973585,9.0686654124864958,1.3275529270763112E-15,-1.3275469333807817E-15,2.6819215507846259,1.286192724767609E-3]
[4.0000499999973469,9.0820766440587342,1.3281896667768887E-15,-1.3281836730813611E-15,2.6825646471469242,1.2861927244290443E-3]
[4.0050499999973352,9.095491091112784,1.3288265591424109E-15,-1.328820565446885E-15,2.6832077435090382,1.2861927240481589E-3]
[4.0100499999973236,9.1088982513243995,1.3233093643761583E-15,-1.3233880721583843E-15,2.6777173722303473,-1.6889976549285975E-2]
[4.0150499999973119,9.12226551459052,1.3149751218259397E-15,-1.3150538296042402E-15,2.6692723841682264,-1.6889975706725156E-2]
[4.0200499999973003,9.1355905529173906,1.3066672057479674E-15,-1.3067459135223163E-15,2.660827396528723,-1.6889974858747301E-2]
[4.0250499999972886,9.1488733663071393,1.2983856161409149E-15,-1.2984643239112872E-15,2.6523824093145203,-1.6889974005521689E-2]
[4.030049999997277,9.1621139547618959,1.2901303530034531E-15,-1.2902090607698232E-15,2.6439374225283303,-1.6889973146836722E-2]
[4.0350499999972653,9.1753123182838277,1.2819014163342305E-15,-1.281980124096573E-15,2.6354924361728793,-1.6889972282692397E-2]
[4.0400499999972537,9.188468456875059,1.2736988061319241E-15,-1.2737775138902129E-15,2.6270474502509562,-1.688997141279247E-2]
[4.045049999997242,9.2015826744142775,1.2665765109208752E-15,-1.2665710914991341E-15,2.6196056223523221,1.1629587759474942E-3]
[4.0500499999972304,9.2146821707614954,1.2671388602426721E-15,-1.2671334408209322E-15,2.6201871017402021,1.1629587756089293E-3]
[4.0550499999972187,9.2277845745056535,1.2677013343763436E-15,-1.267695914954605E-15,2.6207685811279386,1.1629587753550056E-3]
[4.0600499999972071,9.2408898856467463,1.2682639333218896E-15,-1.2682585139001527E-15,2.6213500605155322,1.162958775016441E-3]
[4.0650499999971954,9.2539981041847774,1.2688266570793103E-15,-1.2688212376575747E-15,2.6219315399029828,1.1629587747625173E-3]
[4.0700499999971838,9.2671092301197433,1.2693895056486056E-15,-1.2693840862268712E-15,2.6225130192902899,1.1629587745085937E-3]
[4.0750499999971721,9.2802232634516457,1.2699524790297756E-15,-1.2699470596080424E-15,2.6230944986774545,1.1629587742123496E-3]
[4.0800499999971604,9.2933402041804882,1.2705155772228203E-15,-1.2705101578010887E-15,2.6236759780644761,1.1629587739161054E-3]
[4.0850499999971488,9.3064699362139454,1.2790179793118279E-15,-1.2788576492052549E-15,2.6322808902815042,3.4405387472332384E-2]
[4.0900499999971371,9.3196747774638915,1.2957879840247852E-15,-1.2956276539522327E-15,2.6494835821701281,3.4405380171055558E-2]
[4.0950499999971255,9.3329656321641075,1.3126672248837203E-15,-1.3125068948447483E-15,2.6666862704319323,3.4405372963984389E-2]
[4.1000499999971138,9.3463425002965739,1.3296557018657513E-15,-1.3294953718599307E-15,2.6838889551135705,3.4405365849256769E-2]
[4.1050499999971022,9.3598053818435059,1.3467534149482882E-15,-1.3465930849751965E-15,2.7010916362607973,3.4405358824925951E-2]
[4.1100499999970905,9.3733542767873388,1.3639603641090275E-15,-1.3638000341682493E-15,2.718294313918495,3.4405351889891599E-2]
[4.1150499999970789,9.3869891851107319,1.3812765493259435E-15,-1.3811162194170733E-15,2.7354969881306945,3.4405345041826074E-2]
[4.1200499999970672,9.4007100362351448,1.3980376860066419E-15,-1.397995552015674E-15,2.7521621830227425,9.0430770144126118E-3]
[4.1250499999970556,9.4144822622895052,1.4026343022991768E-15,-1.4025921677297382E-15,2.7566830307989645,9.0416966321122168E-3]
[4.1300499999970439,9.4282770925854464,1.4072384629803033E-15,-1.4071963284114301E-15,2.7612038790843525,9.0416965106520954E-3]
[4.1350499999970323,9.4420945271226611,1.4118501680499197E-15,-1.4118080334816103E-15,2.7657247273091436,9.0416963896998211E-3]
[4.1400499999970206,9.4559345659008471,1.4164694175079245E-15,-1.4164272829401774E-15,2.770245575473536,9.0416962691284332E-3]
[4.145049999997009,9.4697972089197044,1.4210962113542174E-15,-1.4210540767870306E-15,2.7747664235777258,9.0416961489802501E-3]
[4.1500499999969973,9.4836824561789275,1.4257305495886969E-15,-1.4256884150220678E-15,2.7792872716219073,9.0416960291283127E-3]
[4.1550499999969857,9.4975903076782231,1.4303724322112654E-15,-1.4303302976451929E-15,2.7838081196062801,9.0416959096572581E-3]
[4.160049999996974,9.5114801097728687,1.4146512264191458E-15,-1.4148329424447318E-15,2.7686860325560234,-3.8994611842001412E-2]
[4.1650499999969623,9.5252743092423611,1.3947946608983044E-15,-1.3949763768785199E-15,2.749188729087348,-3.8994602107078502E-2]
[4.1700499999969507,9.5389710222068533,1.3750784258966948E-15,-1.3752601418308917E-15,2.7296914305211017,-3.8994592233259386E-2]
[4.175049999996939,9.552570248691044,1.355502521378764E-15,-1.3556842372662781E-15,2.710194136927536,-3.8994582217412331E-2]
[4.1800499999969274,9.5660719887199743,1.3360669473084636E-15,-1.3362486631486214E-15,2.6906968483784466,-3.89945720561517E-2]
[4.1850499999969157,9.5794762423190551,1.3167717036492163E-15,-1.3169534194413258E-15,2.6711995649471789,-3.899456174676897E-2]
[4.1900499999969041,9.5927830095140596,1.2976167903639206E-15,-1.2977985061072749E-15,2.651702286708705,-3.899455128587849E-2]
[4.1950499999968924,9.6059951393464633,1.2810893623984939E-15,-1.2812186189230857E-15,2.6347095694146807,-2.7737278441661094E-2]
[4.2000499999968808,9.6191336688811564,1.2676366525070663E-15,-1.2677659090136586E-15,2.6208409311673555,-2.7737274579398525E-2]
[4.2050499999968691,9.6322028552295098,1.2542549439987311E-15,-1.2543842004871324E-15,2.606972294861492,-2.7737270676127291E-2]
[4.2100499999968575,9.6452026984012722,1.2409442368635074E-15,-1.2410734933335221E-15,2.5931036605178086,-2.7737266731127946E-2]
[4.2150499999968458,9.6581331984063201,1.2277045310912837E-15,-1.227833787542715E-15,2.5792350281573362,-2.7737262743681042E-2]
[4.2200499999968342,9.6709943552546243,1.2145358266718475E-15,-1.214665083104494E-15,2.5653663978014496,-2.7737258713024807E-2]
[4.2250499999968225,9.6837861689562548,1.2014381235948926E-15,-1.2015673800085507E-15,2.5514977694718919,-2.7737254638566747E-2]
[4.2300499999968109,9.6965086395213955,1.1884114218499875E-15,-1.1885406782444479E-15,2.5376291431907441,-2.773725051962974E-2]
[4.2350499999967992,9.7091921455600101,1.1913488455943788E-15,-1.1912593880018337E-15,2.5405298164476111,1.9196788396612156E-2]
[4.2400499999967876,9.7219190305870065,1.2003672609482675E-15,-1.200277803362083E-15,2.5501282103008407,1.9196787031688173E-2]
[4.2450499999967759,9.7346939075815566,1.2094196839557285E-15,-1.2093302263758569E-15,2.5597266034741,1.9196785676624889E-2]
[4.2500499999967642,9.7475167765402659,1.2185061146143555E-15,-1.2184166570407504E-15,2.5693249959724738,1.9196784331845514E-2]
[4.2550499999967526,9.7603876374597771,1.2276265529217706E-15,-1.2275370953543847E-15,2.5789233878009989,1.9196782997265401E-2]
[4.2600499999967409,9.7733064903367417,1.2367809988756E-15,-1.2366915413143887E-15,2.5885217789646453,1.9196781672376706E-2]
[4.2650499999967293,9.786273335167861,1.2459694524735072E-15,-1.2458799949184228E-15,2.5981201694683427,1.9196780357264073E-2]
[4.2700499999967176,9.799288171949847,1.2551919137131616E-15,-1.2551024561641601E-15,2.6077185593169609,1.9196779051842854E-2]
[4.275049999996706,9.8123753676463696,1.2745277553062558E-15,-1.2743356466588054E-15,2.627622935635809,4.1224774310007102E-2]
[4.2800499999966943,9.8255655285967016,1.2945992208987202E-15,-1.2944071123099267E-15,2.648235319603915,4.1224761721109913E-2]
[4.2850499999966827,9.8388587514510544,1.3148275157723634E-15,-1.3146354072413183E-15,2.6688476973267354,4.1224749326337309E-2]
[4.290049999996671,9.8522550361784607,1.335212639880059E-15,-1.3350205314058798E-15,2.6894600689004218,4.1224737121922768E-2]
[4.2950499999966594,9.8657543827483991,1.3557545931753645E-15,-1.3555624847571855E-15,2.710072434418874,4.1224725102787803E-2]
[4.3000499999966477,9.8793567911308404,1.3764533756125851E-15,-1.3762612672495593E-15,2.730684793973901,4.1224713265589102E-2]
[4.3050499999966361,9.8930622612961852,1.3973089871466767E-15,-1.3971168788379782E-15,2.7512971476552028,4.1224701605629077E-2]
[4.3100499999966244,9.9068587090895228,1.4082113998695222E-15,-1.408205061325945E-15,2.7621933708145607,1.3601939896869144E-3]
[4.3150499999966128,9.920671393188508,1.4089049312804135E-15,-1.4088985927368381E-15,2.7628734678092886,1.3601939892637085E-3]
[4.3200499999966011,9.9344874777724677,1.4095986334288042E-15,-1.4095922948852309E-15,2.7635535648038103,1.360193988798182E-3]
[4.3250499999965895,9.9483069628413965,1.4102925063146939E-15,-1.4102861677711226E-15,2.7642336617981265,1.3601939884596171E-3]
[4.3300499999965778,9.962129848395298,1.4109865499380828E-15,-1.4109802113945129E-15,2.7649137587922357,1.3601939879517699E-3]
[4.3350499999965662,9.9759561344341687,1.4116807642989706E-15,-1.4116744257554031E-15,2.7655938557861401,1.3601939876555257E-3]
[4.3400499999965545,9.9897858209580104,1.4123751493973578E-15,-1.4123688108537918E-15,2.7662739527798386,1.360193987189999E-3]
[4.3450499999965428,10.0036141694476,1.4054373160297582E-15,-1.4056975515636367E-15,2.7597330356458336,-5.5844186692250192E-2]
[4.3500499999965312,10.017342331352459,1.3771364275680757E-15,-1.3773966629674183E-15,2.7318109495634499,-5.5844157827993006E-2]
[4.3550499999965195,10.030930882863593,1.3491233488079599E-15,-1.3493835840699906E-15,2.7038888780628989,-5.5844128367734815E-2]
[4.3600499999965079,10.044379824054692,1.321398079597498E-15,-1.3216583147193481E-15,2.6759668214467554,-5.5844098293447039E-2]
[4.3650499999964962,10.057689155000944,1.2939606197816933E-15,-1.2942208547604127E-15,2.6480447800272122,-5.5844067584942758E-2]
[4.3700499999964846,10.070858875779143,1.2668109692022218E-15,-1.2670712040347574E-15,2.6201227541263061,-5.5844036221484879E-2]
[4.3750499999964729,10.083888986467727,1.2399491276973891E-15,-1.2402093623805945E-15,2.5922007440764392,-5.5844004183521277E-2]
[4.3800499999964613,10.096779487146803,1.2133750951020562E-15,-1.2136353296326797E-15,2.5642787502208368,-5.5843971447817956E-2]
[4.3850499999964496,10.109569649045175,1.2070812414961414E-15,-1.2070766863551872E-15,2.5573405156864659,9.774919542584221E-4]
[4.390049999996438,10.122357585707199,1.2075426663594554E-15,-1.2075381112185018E-15,2.5578292616635192,9.7749195400449848E-4]
[4.3950499999964263,10.135147966099108,1.2080041793994441E-15,-1.2079996242584914E-15,2.5583180076404832,9.7749195383521614E-4]
[4.4000499999964147,10.147940790220904,1.2084657806161071E-15,-1.2084612254751555E-15,2.558806753617358,9.774919536659338E-4]
[4.405049999996403,10.160736058072581,1.2089274700094444E-15,-1.2089229148684931E-15,2.559295499594143,9.7749195345433072E-4]
[4.4100499999963914,10.173533769654144,1.2093892475794563E-15,-1.209384692438506E-15,2.5597842455708397,9.7749195328504838E-4]
[4.4150499999963797,10.186333924965588,1.2098511133261426E-15,-1.2098465581851933E-15,2.5602729915474471,9.7749195311576604E-4]
[4.4200499999963681,10.199136524006915,1.2103130672495031E-15,-1.2103085121085546E-15,2.5607617375239653,9.7749195290416295E-4]
[4.4250499999963564,10.211996180244256,1.2332584301462433E-15,-1.2330172619777072E-15,2.5846735974768675,5.1752502918715422E-2]
[4.4300499999963447,10.224984885755489,1.2580705131835358E-15,-1.2578293451346841E-15,2.6105498424284987,5.1752477230069073E-2]
[4.4350499999963331,10.238102972459268,1.2831297507113303E-15,-1.2828885827798124E-15,2.6364260746639783,5.1752452046603725E-2]
[4.4400499999963214,10.251350440292642,1.3084361426093698E-15,-1.3081949747929066E-15,2.6623022944317949,5.1752427352449157E-2]
[4.4450499999963098,10.264727289193884,1.3339896887597437E-15,-1.333748521056118E-15,2.6881785019732254,5.175240313368188E-2]
[4.4500499999962981,10.278233519102457,1.3597903890468078E-15,-1.359549221453867E-15,2.7140546975226085,5.1752379377478758E-2]
[4.4550499999962865,10.291869129958982,1.3858382433571319E-15,-1.3855970758727827E-15,2.7399308813076151,5.1752356069662386E-2]
[4.4600499999962748,10.305629105005194,1.4070142820128644E-15,-1.4068877084646519E-15,2.7609010750955849,2.7161536027603406E-2]
[4.4650499999962632,10.319467901818502,1.4208891773738322E-15,-1.4207626038408598E-15,2.7744818422821829,2.7161532757025139E-2]
[4.4700499999962515,10.333374602463625,1.4348321536939864E-15,-1.4347055801761045E-15,2.7880626078415713,2.7161529518314284E-2]
[4.4750499999962399,10.34734920693246,1.4488432109652051E-15,-1.4487166374622672E-15,2.8016433717895635,2.7161526310920673E-2]
[4.4800499999962282,10.36139171521701,1.4629223491794672E-15,-1.4627957756913297E-15,2.8152241341417641,2.7161523134759665E-2]
[4.4850499999962166,10.375502127309327,1.4770695683288067E-15,-1.4769429948553276E-15,2.8288048949135294,2.7161519988942524E-2]
[4.4900499999962049,10.389680443201545,1.4912848684053344E-15,-1.4911582949463731E-15,2.8423856541199957,2.7161516873088373E-2]
[4.4950499999961933,10.403923396729214,1.5004216951451042E-15,-1.5004606592988167E-15,2.8512377653630612,-8.3613541582383145E-3]
[4.5000499999961816,10.418169029346444,1.4960247678715672E-15,-1.49606373202486E-15,2.8470570883066451,-8.3613540683070402E-3]
[4.50504999999617,10.432393758578504,1.4916342924465951E-15,-1.4916732565994672E-15,2.8428764112953009,-8.3613539779948814E-3]
[4.5100499999961583,10.446597584425623,1.4872502688701181E-15,-1.4872892330225684E-15,2.8386957343291606,-8.3613538874287973E-3]
[4.5150499999961466,10.460780506888023,1.4828726971420673E-15,-1.4829116612940943E-15,2.8345150574083582,-8.3613537966087895E-3]
[4.520049999996135,10.474942525965936,1.4785015772623708E-15,-1.4785405414139737E-15,2.8303343805330266,-8.3613537056195005E-3]
[4.5250499999961233,10.489083641659585,1.4741369092309597E-15,-1.4741758733821366E-15,2.8261537037033007,-8.3613536142916473E-3]
[4.5300499999961117,10.503203153972008,1.4684480178587108E-15,-1.4685394331422512E-15,2.8207456983583477,-1.9616891134947051E-2]
[4.5350499999961,10.517282116139251,1.4582528093177302E-15,-1.4583442245957257E-15,2.8109372530909571,-1.9616889945018749E-2]
[4.5400499999960884,10.531312036081662,1.4480931144533644E-15,-1.4481845297257757E-15,2.8011288084206432,-1.9616888746710966E-2]
[4.5450499999960767,10.545292913802243,1.43796893326344E-15,-1.438060348530227E-15,2.7913203643515905,-1.9616887539981386E-2]
[4.5500499999960651,10.559224749304002,1.4278802657457771E-15,-1.4279716810069012E-15,2.7815119208880379,-1.9616886324914647E-2]
[4.5550499999960534,10.573107542589973,1.4178271118981797E-15,-1.4179185271536E-15,2.7717034780342651,-1.9616885101087545E-2]
[4.5600499999960418,10.586941293663232,1.4078094717184211E-15,-1.4079008869680972E-15,2.7618950357945855,-1.9616883868500079E-2]
[4.5650499999960301,10.600726063854736,1.3983874056918601E-15,-1.3983814363947124E-15,2.7525419922135934,1.2799027580494685E-3]
[4.5700499999960185,10.614490390915991,1.3990382051983633E-15,-1.3990322363076661E-15,2.753182427530072,1.2808698328024546E-3]
[4.5750499999960068,10.628257920151798,1.3996891561088263E-15,-1.3996831872181301E-15,2.7538228624463534,1.2808698323792487E-3]
[4.5800499999959952,10.642028651562184,1.40034025842325E-15,-1.400334289532556E-15,2.7544632973624625,1.2808698320406838E-3]
[4.5850499999959835,10.655802585147189,1.4009915121416367E-15,-1.400985543250944E-15,2.7551037322783998,1.2808698317021191E-3]
[4.5900499999959719,10.669579720906711,1.401642917263981E-15,-1.4016369483732901E-15,2.7557441671941612,1.2808698313635542E-3]
[4.5950499999959602,10.683360058840869,1.4022944737902892E-15,-1.4022885048995997E-15,2.7563846021097524,1.2808698310249895E-3]
[4.6000499999959485,10.697143598949559,1.4029461817205559E-15,-1.4029402128298679E-15,2.7570250370251683,1.2808698306864246E-3]
[4.6050499999959369,10.710931644424901,1.4042745947450865E-15,-1.4042608128241977E-15,2.7583223377970638,2.9574752828591486E-3]
[4.6100499999959252,10.724726989926431,1.4057806478321164E-15,-1.4057668659112473E-15,2.7598010754374283,2.9574752785847679E-3]
[4.6150499999959136,10.738529729116156,1.4072875080962433E-15,-1.4072737261753941E-15,2.7612798130756708,2.9574752743950286E-3]
[4.6200499999959019,10.752339861994066,1.4087951755374657E-15,-1.4087813936166363E-15,2.7627585507117924,2.9574752701629686E-3]
[4.6250499999958903,10.766157388560153,1.4103036501557831E-15,-1.4102898682349731E-15,2.7642372883457957,2.9574752659309086E-3]
[4.6300499999958786,10.779982308814402,1.4118129319511936E-15,-1.4117991500304034E-15,2.7657160259776834,2.9574752616988486E-3]
[4.635049999995867,10.793814622756805,1.4133230209236965E-15,-1.4133092390029258E-15,2.7671947636074572,2.9574752574244682E-3]
[4.6400499999958553,10.807653723601369,1.4143786078815824E-15,-1.4143723348039364E-15,2.7682353144133165,1.3461455942444095E-3]
[4.6450499999958437,10.82149659968225,1.4150664766265742E-15,-1.4150602035489301E-15,2.7689083872103408,1.3461455939058446E-3]
[4.650049999995832,10.835342841127114,1.4157545126004486E-15,-1.4157482395228063E-15,2.7695814600071667,1.3461455933979974E-3]
[4.6550499999958204,10.849192447935959,1.4164427158032055E-15,-1.4164364427255654E-15,2.770254532803794,1.3461455930594327E-3]
[4.6600499999958087,10.863045420108786,1.417131086234845E-15,-1.4171248131572063E-15,2.7709276056002219,1.346145592593906E-3]
[4.6650499999957971,10.876901757645598,1.4178196238953672E-15,-1.4178133508177309E-15,2.7716006783964522,1.3461455922553413E-3]
[4.6700499999957854,10.890761460546392,1.4185083287847722E-15,-1.4185020557071374E-15,2.7722737511924835,1.3461455919167764E-3]
[4.6750499999957738,10.904624713893188,1.4194301669603267E-15,-1.4194175334446055E-15,2.7731681966868491,2.711037944754688E-3]
[4.6800499999957621,10.918493977562028,1.4208181228965513E-15,-1.4208054893808453E-15,2.7745237156584208,2.7110379415383225E-3]
[4.6850499999957504,10.93237001882572,1.4222067570953884E-15,-1.4221941235796973E-15,2.7758792346283747,2.7110379382796362E-3]
[4.6900499999957388,10.946252837684256,1.4235960695568371E-15,-1.4235834360411612E-15,2.7772347535967121,2.7110379351055914E-3]
[4.6950499999957271,10.960142434137634,1.424986060280897E-15,-1.424973426765236E-15,2.7785902725634348,2.7110379318892254E-3]
[4.7000499999957155,10.974038808185838,1.426376729267567E-15,-1.4263640957519209E-15,2.7799457915285446,2.7110379286728599E-3]
[4.7050499999957038,10.987941959828863,1.4277680765168463E-15,-1.4277554430012152E-15,2.7813013104920432,2.711037925414174E-3]
[4.7100499999956922,11.001851878120531,1.4291241204396924E-15,-1.4291139396979765E-15,2.7826241877092146,2.1846948787057909E-3]
[4.7150499999956805,11.015767757236361,1.4302463671085437E-15,-1.4302361863668359E-15,2.7837165351481641,2.1846948770129671E-3]
[4.7200499999956689,11.029689098089383,1.4313690542394255E-15,-1.4313588734977257E-15,2.784808882586272,2.1846948754047843E-3]
[4.7250499999956572,11.043615900679594,1.4324921818323373E-15,-1.4324820010906452E-15,2.7859012300235397,2.1846948737542808E-3]
[4.7300499999956456,11.057548165006988,1.4336157498872787E-15,-1.4336055691455947E-15,2.7869935774599677,2.1846948720614569E-3]
[4.7350499999956339,11.071485891071564,1.4347397584042497E-15,-1.4347295776625732E-15,2.7880859248955567,2.1846948703263124E-3]
[4.7400499999956223,11.085429078873313,1.4358642073832496E-15,-1.4358540266415808E-15,2.7891782723303069,2.1846948687181296E-3]
[4.7450499999956106,11.099377728412236,1.4369890968242784E-15,-1.4369789160826176E-15,2.7902706197642195,2.1846948670676261E-3]
[4.750049999995599,11.113330688626268,1.4376136631703819E-15,-1.4376082237764965E-15,2.7908815356737615,1.1672446169367719E-3]
[4.7550499999955873,11.127286569950964,1.4382149842557557E-15,-1.4382095448618719E-15,2.7914651579821825,1.1672446167674895E-3]
[4.7600499999955757,11.141245369387205,1.4388164310746435E-15,-1.4388109916807609E-15,2.7920487802904752,1.1672446164712454E-3]
[4.765049999995564,11.155207086934986,1.4394180036270454E-15,-1.4394125642331639E-15,2.7926324025986409,1.167244616175001E-3]
[4.7700499999955523,11.169171722594305,1.440019701912961E-15,-1.4400142625190805E-15,2.7932160249066791,1.1672446158787569E-3]
[4.7750499999955407,11.183139276365168,1.4406215259323906E-15,-1.4406160865385115E-15,2.7937996472145898,1.1672446156671538E-3]
[4.780049999995529,11.19710974824757,1.4412234756853341E-15,-1.4412180362914562E-15,2.7943832695223731,1.1672446154132304E-3]
[4.7850499999955174,11.211082929952221,1.441716052417157E-15,-1.4417118602915523E-15,2.7948619671597688,8.9959215103138103E-4]
[4.7900499999955057,11.22505837552311,1.4421801386770389E-15,-1.4421759465514352E-15,2.795311763235274,8.9959215094673986E-4]
[4.7950499999954941,11.239036070074377,1.4426442996193978E-15,-1.4426401074937941E-15,2.7957615593107201,8.9959215077745742E-4]
[4.8000499999954824,11.253016013606022,1.4431085352442337E-15,-1.4431043431186308E-15,2.7962113553861085,8.9959215077745742E-4]
[4.8050499999954708,11.266998206118043,1.4435728455515465E-15,-1.4435686534259442E-15,2.7966611514614388,8.9959215060817508E-4]
[4.8100499999954591,11.28098264761044,1.4440372305413361E-15,-1.4440330384157344E-15,2.7971109475367109,8.9959215048121327E-4]
[4.8150499999954475,11.294969338083213,1.4445016902136028E-15,-1.4444974980880013E-15,2.7975607436119243,8.9959215035425146E-4]
[4.8200499999954358,11.308958479226536,1.445098011476063E-15,-1.4450919623259035E-15,2.7981363343454433,1.2980927856411542E-3]
[4.8250499999954242,11.322950799740404,1.4457684866731175E-15,-1.4457624375229598E-15,2.7987853807381793,1.29809278534491E-3]
[4.8300499999954125,11.336946365486236,1.4464391173731522E-15,-1.4464330682229961E-15,2.7994344271307403,1.2980927849640246E-3]
[4.8350499999954009,11.35094517646403,1.4471099035761672E-15,-1.4471038544260131E-15,2.8000834735231277,1.2980927846254597E-3]
[4.8400499999953892,11.364947232673787,1.4477808452821624E-15,-1.4477747961320097E-15,2.8007325199153401,1.2980927842445745E-3]
[4.8450499999953776,11.378952534115506,1.4484519424911377E-15,-1.4484458933409863E-15,2.8013815663073784,1.2980927839060096E-3]
[4.8500499999953659,11.392961080789183,1.4491231952030928E-15,-1.4491171460529432E-15,2.8020306126992427,1.2980927835251242E-3]
[4.8550499999953542,11.406974931361766,1.4515354368265423E-15,-1.4514978768751527E-15,2.8043313732142883,8.0600250694837453E-3]
[4.8600499999953426,11.421006764009453,1.4557102342590319E-15,-1.4556726743080299E-15,2.808361385728054,8.0600249863660867E-3]
[4.8650499999953309,11.435058746719601,1.4598910268049997E-15,-1.4598534668543836E-15,2.8123913982003228,8.0600249035869941E-3]
[4.8700499999953193,11.449130879492051,1.4640778144643975E-15,-1.4640402545141668E-15,2.8164214106312282,8.0600248209348625E-3]
[4.8750499999953076,11.463223162326495,1.4682705972371346E-15,-1.4682330372872874E-15,2.8204514230208586,8.0600247385366561E-3]
[4.880049999995296,11.477335595222796,1.4724693751231701E-15,-1.472431815173706E-15,2.8244814353693535,8.0600246563500514E-3]
[4.8850499999952843,11.491468178180735,1.4766741481224387E-15,-1.4766365881733562E-15,2.8285114476768238,8.0600245744596906E-3]
[4.8900499999952727,11.505619801929356,1.4796929962863151E-15,-1.4796822040142012E-15,2.8314268982202155,2.3159237583197457E-3]
[4.895049999995261,11.519779860274202,1.4809035279455465E-15,-1.4808927356734415E-15,2.8325848600989065,2.3159237563306775E-3]
[4.9000499999952494,11.533945708428437,1.4821145545707872E-15,-1.4821037622986914E-15,2.8337428219766299,2.3159237545108914E-3]
[4.9050499999952377,11.548117346392059,1.4833260761620366E-15,-1.4833152838899501E-15,2.8349007838533868,2.3159237526064647E-3]
[4.9100499999952261,11.562294774165066,1.4845380927192947E-15,-1.4845273004472167E-15,2.8360587457291775,2.3159237506173965E-3]
[4.9150499999952144,11.576477991747444,1.48575060424256E-15,-1.4857398119704913E-15,2.8372167076040027,2.3159237486706486E-3]
[4.9200499999952028,11.590666999139195,1.4869636107318333E-15,-1.4869528184597737E-15,2.8383746694778633,2.3159237468085422E-3]
[4.9250499999951911,11.604862802390647,1.4894377279056183E-15,-1.4893942112247708E-15,2.8407038440312071,9.3382852108844609E-3]
[4.9300499999951795,11.619078111195828,1.494337857913081E-15,-1.4942943412328207E-15,2.8453729866048234,9.3382850848960346E-3]
[4.9350499999951678,11.633316765713719,1.4992460353733966E-15,-1.4992025186937214E-15,2.8500421291155731,9.3382849594154573E-3]
[4.9400499999951561,11.647578765944004,1.5041622602864561E-15,-1.5041187436073636E-15,2.8547112715636613,9.3382848342734425E-3]
[4.9450499999951445,11.66186411188637,1.5090865326521508E-15,-1.5090430159736398E-15,2.859380413949292,9.338284709554636E-3]
[4.9500499999951328,11.676172803540508,1.5140188524703756E-15,-1.5139753357924438E-15,2.8640495562726715,9.3382845852590345E-3]
[4.9550499999951212,11.690504840906108,1.518959219741023E-15,-1.5189157030636686E-15,2.8687186985340016,9.3382844613866395E-3]
[4.9600499999951095,11.704860248687341,1.523939327872905E-15,-1.5238949880230985E-15,2.873416944939756,9.5149298071853256E-3]
[4.9650499999950979,11.719239346010864,1.5289896764688853E-15,-1.5289453366196856E-15,2.8781744098104363,9.5149296769648402E-3]
[4.9700499999950862,11.733642230658567,1.5340483798507454E-15,-1.5340040400021502E-15,2.8829318746161188,9.5149295471675614E-3]
[4.9750499999950746,11.748068902630147,1.539115438018377E-15,-1.5390710981703842E-15,2.8876893393570229,9.5149294177934891E-3]
[4.9800499999950629,11.762519361925266,1.5441908509716638E-15,-1.544146511124272E-15,2.8924468040333604,9.5149292888426218E-3]
[4.9850499999950513,11.776993608543604,1.5492746187104917E-15,-1.549230278863699E-15,2.8972042686453414,9.5149291603572796E-3]
[4.9900499999950396,11.791491642484845,1.5543667412347502E-15,-1.5543224013885543E-15,2.90196173319318,9.5149290322951458E-3]
[4.995049999995028,11.806011675170019,1.5575794594505218E-15,-1.5575747484430551E-15,2.9049962563411049,1.0109394948126292E-3]